## Sheet1
Utility | MN Utility ID | EIA ID | Utility Type | DER Identifier | DER Capacity kW AC | DER Type | CHP | Storage | DER Status | City | Zip Code | Substation | Feeder | Customer Type | Incentive Program | Year Application Submitted | Year Interconnected | Year Decommissioned (if applicable)
Agralite Electric Cooperative | 1 | 155 | Co-op | NOVA3881 | 7.6 | Solar |  |  | Active Application | Starbuck | 56381 | 19 | 2 | Residential | n/a | 2020
Agralite Electric Cooperative | 1 | 155 | Co-op | 07-22-014 | 5.85 | Solar |  |  | Interconnected | Morris | 56267 | 9 | 3 | Residential |  | 2017 | 2017
Agralite Electric Cooperative | 1 | 155 | Co-op | 08-43-009 | 14 | Solar |  |  | Interconnected | Morris | 56267 | 9 | 2 | Residential |  | 2018 | 2019
Agralite Electric Cooperative | 1 | 155 | Co-op | 09-25-001 | 20 | Wind |  |  | Interconnected | Glenwood | 56334 | 13 | 4 | Residential |  | 2008 | 2008
Agralite Electric Cooperative | 1 | 155 | Co-op | 11-32-003 | 40 | Wind |  |  | Interconnected | Glenwood | 56334 | 15 | 1 | Residential |  | 2003 | 2003
Agralite Electric Cooperative | 1 | 155 | Co-op | 12-02-002 | 10 | Wind |  |  | Interconnected | Glenwood | 56334 | 13 | 1 | Residential |  | 2011 | 2011
Agralite Electric Cooperative | 1 | 155 | Co-op | 14-28-001 | 10 | Wind |  |  | Interconnected | Starbuck | 56381 | 19 | 2 | Residential |  | 2011 | 2011
Agralite Electric Cooperative | 1 | 155 | Co-op | 18-02-015 | 20.2 | Solar |  |  | Interconnected | Alberta | 56207 | 5 | 1 | Residential |  | 2010 | 2010
Agralite Electric Cooperative | 1 | 155 | Co-op | 19-32-020 | 10 | Wind |  |  | Interconnected | Chokio | 56221 | 5 | 4 | Residential |  | 2013 | 2013
Agralite Electric Cooperative | 1 | 155 | Co-op | 22-26-014 | 7 | Solar |  |  | Interconnected | Clinton | 56225 | 8 | 4 | Residential |  | 2017 | 2017
Agralite Electric Cooperative | 1 | 155 | Co-op | 24-35-014 | 10 | Wind |  |  | Interconnected | Clinton | 56225 | 4 | 3 | Residential |  | 2011 | 2011
Agralite Electric Cooperative | 1 | 155 | Co-op | 25-36-022 | 30 | Wind |  |  | Interconnected | Chokio | 56221 | 4 | 2 | Residential |  | 2014 | 2014
Agralite Electric Cooperative | 1 | 155 | Co-op | 29-36-008 | 10 | Solar |  |  | Interconnected | Clontarf | 56226 | 19 | 1 | Residential |  | 2017 | 2017
Agralite Electric Cooperative | 1 | 155 | Co-op | 29-36-009 | 35 | Solar |  |  | Interconnected | Clontarf | 56226 | 19 | 1 | Residential |  | 2014 | 2014
Agralite Electric Cooperative | 1 | 155 | Co-op | 32-48-010 | 1.5 | Solar |  |  | Interconnected | Glenwood | 56334 | 13 | 4 | Residential |  | 2015 | 2015
Agralite Electric Cooperative | 1 | 155 | Co-op | 35-36-020 | 30 | Solar |  |  | Interconnected | Murdock | 56271 | 10 | 2 | Residential |  | 2017 | 2017
Agralite Electric Cooperative | 1 | 155 | Co-op | 35-36-022 | 30 | Wind |  |  | Interconnected | Murdock | 56271 | 10 | 2 | Residential |  | 2016 | 2016
Agralite Electric Cooperative | 1 | 155 | Co-op | 36-32-022 | 16.2 | Solar |  |  | Interconnected | Benson | 56215 | 19 | 2 | Residential |  | 2019 | 2019
Agralite Electric Cooperative | 1 | 155 | Co-op | 36-34-001 | 10 | Wind |  |  | Interconnected | Benson | 56215 | 19 | 9 | Residential |  | 2011 | 2011
Agralite Electric Cooperative | 1 | 155 | Co-op | 38-40-010 | 10 | Wind |  |  | Interconnected | Benson | 56215 | 19 | 4 | Residential |  | 2009 | 2009
Agralite Electric Cooperative | 1 | 155 | Co-op | 50-40-023 | 10 | Wind |  |  | Interconnected | Benson | 56215 | 19 | 4 | Residential |  | 2009 | 2009
Agralite Electric Cooperative | 1 | 155 | Co-op | 50-41-013 | 10 | Wind |  |  | Interconnected | Benson | 56215 | 12 | 2 | Residential |  | 2009 | 2009
Agralite Electric Cooperative | 1 | 155 | Co-op | 56-02-008 | 39 | Solar |  |  | Interconnected | Murdock | 56271 | 10 | 3 | Residential |  | 2017 | 2017
Agralite Electric Cooperative | 1 | 155 | Co-op | 56-17-020 | 40 | Wind |  |  | Interconnected | Degraff | 56271 | 10 | 3 | Residential |  | 2006 | 2006
Agralite Electric Cooperative | 1 | 155 | Co-op | 57-20-020 | 36 | Solar |  |  | Interconnected | Benson | 56215 | 6 | 2 | Residential |  | 2018 | 2018
Agralite Electric Cooperative | 1 | 155 | Co-op | 58-18-014 | 39.9 | Wind |  |  | Interconnected | Benson | 56215 | 6 | 4 | Residential |  | 2012 | 2012
Agralite Electric Cooperative | 1 | 155 | Co-op | 59-13-020 | 39.9 | Wind |  |  | Interconnected | Appleton | 56208 | 6 | 4 | Residential |  | 2012 | 2012
Agralite Electric Cooperative | 1 | 155 | Co-op | 62-13-020 | 8.84 | Solar |  |  | Interconnected | Appleton | 56208 | 14 | 4 | Residential |  | 2016 | 2016
Agralite Electric Cooperative | 1 | 155 | Co-op | NOVA3345 | 35.2 | Solar |  |  | Interconnected | Appleton | 56208 | 14 | 3 | Residential |  | 2020 | 2020
Agralite Electric Cooperative | 1 | 155 | Co-op | NOVA3446 | 35.2 | Solar |  |  | Interconnected | Donnelly | 56235 | 9 | 4 | Residential | n/a | 2020 | 2020
Agralite Electric Cooperative | 1 | 155 | Co-op | NOVA1029 | 21.4 | Solar |  |  | Withdrawn | Glenwood | 56334 | 13 | 1 | Residential |  | 2019
Alexandria Light & Power | 3 | 295 | Muni | 1999-01 | 1500 | Municipal Solid Waste |  |  | Interconnected | Alexandria | 56308 | Nokomis | 3M | Industrial |  | 1999 | 2014
Alexandria Light & Power | 3 | 295 | Muni | 2011-01 | 2.4 | Solar |  |  | Interconnected | Alexandria | 56308 | Nokomis | 15th Ave | Commercial |  | 2011 | 2011
Alexandria Light & Power | 3 | 295 | Muni | 2017-01 | 15 | Solar |  |  | Interconnected | Alexandria | 56308 | Southwest | Darling | Residential |  | 2017 | 2017
Arrowhead Electric Coop, Inc | 4 | 887 | Co-op | 3096 | 4.06 | Solar |  |  | active application | Lutsen | 55612 | Cascade | 2 | residential |  | 2020
Arrowhead Electric Coop, Inc | 4 | 887 | Co-op | 3227 | 1.6 | Solar |  |  | active application | Grand Marais | 55604 | Maple Hill | 3 | residential |  | 2020
Arrowhead Electric Coop, Inc | 4 | 887 | Co-op | 31 | 5 | Solar |  |  | Interconnected | Schroeder | 55613 | Schroeder | 2 | residential |  | 2018 | 2018
Arrowhead Electric Coop, Inc | 4 | 887 | Co-op | 162 | 7.6 | Solar |  |  | Interconnected | Tofte | 55615 | Schroeder | 1 | residential | n/a | 2019 | 2020
Arrowhead Electric Coop, Inc | 4 | 887 | Co-op | 489 | 13.25 | Solar |  |  | Interconnected | Lutsen | 55612 | Cascade | 2 | residential |  | 2020 | 2020
Arrowhead Electric Coop, Inc | 4 | 887 | Co-op | 763 | 7.41 | Solar |  |  | Interconnected | Grand Marais | 55604 | Maple Hill | 2 | commercial
Arrowhead Electric Coop, Inc | 4 | 887 | Co-op | 817 | 7.2 | Solar |  |  | Interconnected | Grand Marais | 55604 | Colvill | 2 | residential |  | 2017 | 2018
Arrowhead Electric Coop, Inc | 4 | 887 | Co-op | 887 | 3.1 | Solar |  |  | Interconnected | Grand Marais | 55604 | Colvill | 1 | residential |  |  | 2016
Arrowhead Electric Coop, Inc | 4 | 887 | Co-op | 1441 | 2.04 | Solar |  |  | Interconnected | Grand Marais | 55604 | Maple Hill | 3 | residential |  |  | 2008
Arrowhead Electric Coop, Inc | 4 | 887 | Co-op | 1961 | 1.4 | Solar |  |  | Interconnected | Hovland | 55606 | Colvill | 1 | Residential |  |  | 2009
Arrowhead Electric Coop, Inc | 4 | 887 | Co-op | 2040 | 4.32 | Solar |  |  | Interconnected | Grand Marais | 55604 | Maple Hill | 3 | residential |  |  | 2017
Arrowhead Electric Coop, Inc | 4 | 887 | Co-op | 2129 | 5.6 | Solar |  |  | Interconnected | Schroeder | 55613 | Schroeder | 2 | residential |  |  | 2014
Arrowhead Electric Coop, Inc | 4 | 887 | Co-op | 2298 | 3 | Solar |  |  | Interconnected | Grand Marais | 55604 | Maple Hill | 1 | residential |  |  | 2010
Arrowhead Electric Coop, Inc | 4 | 887 | Co-op | 2387 | 6.7 | Solar |  |  | Interconnected | Grand Marais | 55604 | Maple Hill | 1 | residential |  |  | 2017
Arrowhead Electric Coop, Inc | 4 | 887 | Co-op | 2499 | 2.7 | Solar |  |  | Interconnected | Grand Marais | 55604 | Colvill | 2 | residential |  |  | 2007
Arrowhead Electric Coop, Inc | 4 | 887 | Co-op | 2666 | 5.5 | Solar |  |  | Interconnected | Grand Marais | 55604 | Maple Hill | 4 | residential |  |  | 2014
Arrowhead Electric Coop, Inc | 4 | 887 | Co-op | 2678 | 5 | Solar |  |  | Interconnected | Lutsen | 55612 | Cascade | 2 | residential |  | 2020 | 2020
Arrowhead Electric Coop, Inc | 4 | 887 | Co-op | 3208 | 6.4 | Solar |  |  | Interconnected | Grand Marais | 55604 | Maple Hill | 2 | residential |  | 2019 | 2019
Arrowhead Electric Coop, Inc | 4 | 887 | Co-op | 3360 | 31.2 | Solar |  |  | Interconnected | Tofte | 55615 | Schroeder | 1 | commercial |  | 2018 | 2019
Arrowhead Electric Coop, Inc | 4 | 887 | Co-op | 3545 | 3.36 | Solar |  |  | Interconnected | Hovland | 55606 | Colvill | 1 | residential |  |  | 2014
Arrowhead Electric Coop, Inc | 4 | 887 | Co-op | 3584 | 10 | Solar |  |  | Interconnected | Grand Marais | 55604 | Maple Hill | 1 | residential | n/a | 2019 | 2020
Arrowhead Electric Coop, Inc | 4 | 887 | Co-op | 3648 | 2.7 | Solar |  |  | Interconnected | Lutsen | 55612 | Lutsen | 2 | residential |  |  | 2006
Arrowhead Electric Coop, Inc | 4 | 887 | Co-op | 3713 | 10 | Solar |  |  | Interconnected | Grand Marais | 55604 | Maple Hill | 2 | residential |  | 2019 | 2020
Arrowhead Electric Coop, Inc | 4 | 887 | Co-op | 3792 | 3 | Wind |  |  | Interconnected | Grand Marais | 55604 | Colvill | 1 | residential |  |  | 1996
Arrowhead Electric Coop, Inc | 4 | 887 | Co-op | 4056 | 4.2 | Solar |  |  | Interconnected | Lutsen | 55612 | Cascade | 2 | residential |  |  | 2015
Arrowhead Electric Coop, Inc | 4 | 887 | Co-op | 4200 | 9.75 | Solar |  |  | Interconnected | Grand Marais | 55604 | Maple Hill | 1 | residential |  | 2019 | 2019
Arrowhead Electric Coop, Inc | 4 | 887 | Co-op | 4274 | 7.6 | Solar |  |  | Interconnected | Grand Marais | 55604 | Cascade | 2 | residential |  | 2020 | 2020
Arrowhead Electric Coop, Inc | 4 | 887 | Co-op | 4315 | 2.7 | Solar |  |  | Interconnected | Lutsen | 55612 | Lutsen | 3 | residential |  |  | 2007
Arrowhead Electric Coop, Inc | 4 | 887 | Co-op | 4368 | 9.86 | Solar |  |  | Interconnected | Lutsen | 55612 | Lutsen | 3 | residential |  | 2020 | 2020
Arrowhead Electric Coop, Inc | 4 | 887 | Co-op | 4409 | 11.4 | Solar |  |  | Interconnected | Grand Marais | 55604 | Maple Hill | 2 | residential |  | 2017 | 2018
Arrowhead Electric Coop, Inc | 4 | 887 | Co-op | 4465 | 4.65 | Solar |  |  | Interconnected | Grand Marais | 55604 | Colvill | 1 | residential |  | 2016 | 2016
Arrowhead Electric Coop, Inc | 4 | 887 | Co-op | 4546 | 6.6 | Solar |  |  | Interconnected | Schroeder | 55613 | Scroeder | 2 | residential |  |  | 2015
Arrowhead Electric Coop, Inc | 4 | 887 | Co-op | 4565 | 3.8 | Solar |  |  | Interconnected | Grand Marais | 55604 | Maple Hill | 2 | residential |  | 2019 | 2020
Arrowhead Electric Coop, Inc | 4 | 887 | Co-op | 4898 | 1 | Solar |  |  | Interconnected | Grand Marais | 55604 | Colvill | 1 | residential
Arrowhead Electric Coop, Inc | 4 | 887 | Co-op | 6258 | 13.6 | Solar |  |  | Interconnected | Grand Marais | 55604 | Maple Hill | 2 | residential |  | 2020 | 2020
Arrowhead Electric Coop, Inc | 4 | 887 | Co-op | 6302 | 11.31 | Solar |  |  | Interconnected | Grand Marais | 55604 | Maple Hill | 3 | residential | n/a | 2019 | 2020
Arrowhead Electric Coop, Inc | 4 | 887 | Co-op | 6339 | 7.3 | Solar |  |  | Interconnected | Schroeder | 55613 | Scroeder | 2 | residential |  |  | 2011
Arrowhead Electric Coop, Inc | 4 | 887 | Co-op | 6354 | 7.14 | Solar |  |  | Interconnected | Hovland | 55606 | Colvill | 1 | residential |  |  | 2015
Arrowhead Electric Coop, Inc | 4 | 887 | Co-op | 6416 | 1.6 | Solar |  |  | Interconnected | Grand Marais | 55604 | Maple Hill | 3 | residential |  |  | 2006
Arrowhead Electric Coop, Inc | 4 | 887 | Co-op | 6421 | 6.5 | Solar |  |  | Interconnected | Grand Marais | 55604 | Cascade | 1 | residential | n/a | 2019 | 2020
Arrowhead Electric Coop, Inc | 4 | 887 | Co-op | 6423 | 3.2 | Solar |  |  | Interconnected | Grand Marais | 55604 | Maple Hill | 1 | residential |  |  | 2016
Arrowhead Electric Coop, Inc | 4 | 887 | Co-op | 6447 | 15.2 | Solar |  |  | Interconnected | Grand Marais | 55604 | Maple Hill | 2 | residential |  | 2019 | 2019
Arrowhead Electric Coop, Inc | 4 | 887 | Co-op | 6464 | 6.72 | Solar |  |  | Interconnected | Grand Marais | 55604 | Cacade | 1 | residential |  |  | 2014
Arrowhead Electric Coop, Inc | 4 | 887 | Co-op | 6667 | 3.69 | Solar |  |  | Interconnected | Grand Marais | 55604 | Maple Hill | 3 | residential |  |  | 2009
Arrowhead Electric Coop, Inc | 4 | 887 | Co-op | 6700 | 1 | Solar |  |  | Interconnected | Grand Marais | 55604 | Cascade | 2 | residential
Arrowhead Electric Coop, Inc | 4 | 887 | Co-op | 6715 | 7.36 | Solar |  |  | Interconnected | Grand Portage | 55605 | Colvill | 1 | commercial |  |  | 2010
Arrowhead Electric Coop, Inc | 4 | 887 | Co-op | 6724 | 2 | Solar |  |  | Interconnected | Grand Marais | 55604 | Cascade | 2 | residential |  |  | 2010
Arrowhead Electric Coop, Inc | 4 | 887 | Co-op | 6726 | 7.7 | Solar |  |  | Interconnected | Grand Marais | 55604 | Colvill | 2 | residential |  | 2020 | 2020
Arrowhead Electric Coop, Inc | 4 | 887 | Co-op | 6733 | 10 | Solar |  |  | Interconnected | Grand Portage | 55605 | Colvill | 1 | commercial |  |  | 2011
Arrowhead Electric Coop, Inc | 4 | 887 | Co-op | 6793 | 6 | Solar |  |  | Interconnected | Grand Marais | 55604 | Maple Hill | 1 | residential |  | 2019 | 2019
Arrowhead Electric Coop, Inc | 4 | 887 | Co-op | 6794 | 3 | Solar |  |  | Interconnected | Grand Marais | 55604 | Maple Hill | 3 | residential |  |  | 2013
Arrowhead Electric Coop, Inc | 4 | 887 | Co-op | 6821 | 7.08 | Solar |  | X | Interconnected | Tofte | 55615 | Schroeder | 1 | residential |  | 2020 | 2020
Arrowhead Electric Coop, Inc | 4 | 887 | Co-op | 6843 | 35.7 | Solar |  |  | Interconnected | Grand Marais | 55604 | Maple Hill | 1 | residential |  |  | 2014
Arrowhead Electric Coop, Inc | 4 | 887 | Co-op | 6903 | 12.095 | Solar |  |  | Interconnected | Lutsen | 55612 | Lutsen | 3 | commercial |  | 2018 | 2018
Arrowhead Electric Coop, Inc | 4 | 887 | Co-op | 7018 | 0.215 | Solar |  |  | Interconnected | Lutsen | 55612 | Lutsen | 3 | residential |  | 2019 | 2019
Arrowhead Electric Coop, Inc | 4 | 887 | Co-op | 7095 | 2.4 | Solar |  |  | Interconnected | Grand Marais | 55604 | Cascade | 1 | residential |  |  | 2017
Arrowhead Electric Coop, Inc | 4 | 887 | Co-op | 7101 | 1.6 | Solar |  |  | Interconnected | Grand Marais | 55604 | Cascade | 1 | residential |  |  | 2017
Arrowhead Electric Coop, Inc | 4 | 887 | Co-op | 7204 | 1.845 | Solar |  |  | Interconnected | Grand Marais | 55604 | Maple Hill | 3 | residential |  | 2018 | 2018
Arrowhead Electric Coop, Inc | 4 | 887 | Co-op | 7254 | 5 | Solar |  |  | Interconnected | Grand Marais | 55604 | Cascade | 1 | residential |  | 2019 | 2019
Austin Utilities | 27 | 1009 | Muni | 042-155b | 2.625 | Solar |  |  | Decommissioned | Austin | 55912 | Northeast | 142B10 | Residential | n/a |  | 2011 | 2019
Austin Utilities | 27 | 1009 | Muni | 202-487 | 39.9 | Wind |  |  | Decommissioned | Austin | 55912 | Southeast | 161B02 | Commercial | n/a |  | 2011 | 2019
Austin Utilities | 27 | 1009 | Muni | 042-155a | 4.9 | Solar |  |  | Interconnected | Austin | 55912 | Northeast | 142B10 | Residential | n/a | 2019 | 2019
Austin Utilities | 27 | 1009 | Muni | 78415 | 11.3 | Solar |  |  | Interconnected | Austin | 55912 | Northeast | 141B04 | Residential | n/a | 2018 | 2018
Austin Utilities | 27 | 1009 | Muni | 014-087 | 11.66 | Solar |  |  | Interconnected | Austin | 55912 | Southwest | 151B06 | Residential | n/a | 2019 | 2019
Austin Utilities | 27 | 1009 | Muni | 015-492 | 3.12 | Solar |  |  | Interconnected | Austin | 55912 | Southeast | 161B02 | Residential | n/a |  | 2012
Austin Utilities | 27 | 1009 | Muni | 015-493 | 3.8 | Solar |  |  | Interconnected | Austin | 55912 | Southeast | 161B02 | Residential | n/a | 2020 | 2020
Austin Utilities | 27 | 1009 | Muni | 015-550 | 2.1 | Solar |  |  | Interconnected | Austin | 55912 | Southwest | 151B05 | Residential | n/a |  | 2011
Austin Utilities | 27 | 1009 | Muni | 015-590 | 6.48 | Solar |  |  | Interconnected | Austin | 55912 | Southwest | 151B05 | Residential | n/a | 2018 | 2018
Austin Utilities | 27 | 1009 | Muni | 024-349 | 6.3 | Solar |  |  | Interconnected | Austin | 55912 | Southwest | 151B05 | Residential | n/a |  | 2017
Austin Utilities | 27 | 1009 | Muni | 031-015 | 0.88 | Solar |  |  | Interconnected | Austin | 55912 | Library | 134B09 | Commercial | n/a |  | 2005
Austin Utilities | 27 | 1009 | Muni | 032-190 | 30.8 | Solar |  |  | Interconnected | Austin | 55912 | Southwest | 151B06 | Commercial | n/a | 2019 | 2020
Austin Utilities | 27 | 1009 | Muni | 036-569 | 3.3 | Solar |  |  | Interconnected | Austin | 55912 | Southwest | 151B06 | Residential | n/a |  | 2013
Austin Utilities | 27 | 1009 | Muni | 043-071 | 1.29 | Solar |  |  | Interconnected | Austin | 55912 | Sub 10 | 171B04 | Utility | n/a |  | 2014
Austin Utilities | 27 | 1009 | Muni | 044-0352 | 10 | Solar |  |  | Interconnected | Austin | 55912 | Sub 10 | 171B04 | Commercial | n/a |  | 2014
Austin Utilities | 27 | 1009 | Muni | 044-559 | 3 | Solar |  |  | Interconnected | Austin | 55912 | Northeast | 142B10 | Commercial | n/a |  | 2009
Austin Utilities | 27 | 1009 | Muni | 053-922 | 9 | Solar |  |  | Interconnected | Austin | 55912 | Notheast | 141B05 | Commercial | n/a |  | 2017
Austin Utilities | 27 | 1009 | Muni | 078-014 | 3.28 | Solar |  |  | Interconnected | Austin | 55912 | Southeast | 161B04 | Commercial | n/a |  | 2011
Austin Utilities | 27 | 1009 | Muni | 078-016 | 1.14 | Solar |  |  | Interconnected | Austin | 55912 | Southeast | 161B03 | Commercial | n/a |  | 2007
Austin Utilities | 27 | 1009 | Muni | 082-510 | 5 | Solar |  |  | Interconnected | Austin | 55912 | Southeast | 161B03 | Residential | n/a |  | 2015
Austin Utilities | 27 | 1009 | Muni | 088-299 | 8 | Solar |  |  | Interconnected | Austin | 55912 | Southeast | 161B04 | Commercial | n/a |  | 2015
Austin Utilities | 27 | 1009 | Muni | 101-420 | 39.6 | Solar |  |  | Interconnected | Austin | 55912 | Southeast | 161B03 | Commercial | n/a |  | 2014
Austin Utilities | 27 | 1009 | Muni | 201-025 | 12.5 | Solar |  |  | Interconnected | Austin | 55912 | Southeast | 161B03 | Commercial | n/a | 2018 | 2018
Austin Utilities | 27 | 1009 | Muni | 202-045 | 5.52 | Solar |  |  | Interconnected | Austin | 55912 | Southeast | 161B02 | Residential | n/a | 2018 | 2018
Austin Utilities | 27 | 1009 | Muni | 204-115 | 7.6 | Solar |  |  | Interconnected | Austin | 55912 | Southwest | 151B05 | Residential | n/a | 2020 | 2020
Austin Utilities | 27 | 1009 | Muni | 204-962 | 6.21 | Solar |  |  | Interconnected | Austin | 55912 | Southwest | 151B05 | Residential | n/a |  | 2017
Austin Utilities | 27 | 1009 | Muni | 205-585 | 38 | Solar |  |  | Interconnected | Austin | 55912 | Southwest | 151B03 | Residential | n/a | 2020 | 2020
Austin Utilities | 27 | 1009 | Muni | JC Hormel Nature Center #3 | 50.4 | Solar |  |  | Interconnected | Austin | 55912 | Notheast | 141B04 | Commercial | n/a |  | 2016
Barnesville Municipal Utility | 150 | 1233 | Muni | Barnesville Solar Garden | 26.4 | Solar |  |  | Interconnected | Barnesville | 56514 | Downtown | 11 | Community Solar Garden | n/a | 2018 | 2018
Beltrami Electric Coop, Inc. | 29 | 1529 | Co-op | 064-23-062a | 144 | Solar |  |  | Active Application | Bemidji | 56601 | 23-SCRIBNER | 232 | Commercial | n/a | 2020
Beltrami Electric Coop, Inc. | 29 | 1529 | Co-op | 025-19-233 | 184.2 | Solar |  | X | Active Application | Redby | 56670 | 06-REDBY | 64 | Commercial | n/a | 2020
Beltrami Electric Coop, Inc. | 29 | 1529 | Co-op | 063-09-001 | 38.94 | Solar |  |  | Active Application | Bemidji | 56601 | 10-NORTHERN | 107 | Commercial | n/a | 2020
Beltrami Electric Coop, Inc. | 29 | 1529 | Co-op | 051-36-067 | 4.62 | Solar |  |  | Decommissioned | Bemidji | 56601 | 10-NORTHERN | 41 | Residential | n/a | 2013 | 2013 | 2019
Beltrami Electric Coop, Inc. | 29 | 1529 | Co-op | 064-23-062b | 39.9 | Solar |  |  | Interconnected | Bemidji | 56601 | 23-SCRIBNER | 232 | Commercial | n/a | 2016 | 2016
Beltrami Electric Coop, Inc. | 29 | 1529 | Co-op | 004-08-081 | 3.8 | Solar |  |  | Interconnected | Waskish | 56685 | 05-SHOOKS | 52 | Commercial | n/a | 2012 | 2012
Beltrami Electric Coop, Inc. | 29 | 1529 | Co-op | 026-21-377 | 3.8 | Solar |  |  | Interconnected | Redlake | 56671 | 14-RED LAKE | 141 | Commercial | n/a | 2016 | 2016
Beltrami Electric Coop, Inc. | 29 | 1529 | Co-op | 026-21-385 | 73.3 | Solar |  |  | Interconnected | Redlake | 56671 | 14-RED LAKE | 141 | Commercial | n/a | 2018 | 2018
Beltrami Electric Coop, Inc. | 29 | 1529 | Co-op | 043-12-066 | 3.8 | Solar |  |  | Interconnected | Blackduck | 56630 | 03-BLACKDUCK | 31 | Residential | n/a | 2018 | 2018
Beltrami Electric Coop, Inc. | 29 | 1529 | Co-op | 044-23-039 | 24 | Solar |  |  | Interconnected | Tenstrike | 56683 | 21-TURTLE RIVER | 214 | Residential | n/a | 2020 | 2020
Beltrami Electric Coop, Inc. | 29 | 1529 | Co-op | 045-17-032 | 7.54 | Solar |  |  | Interconnected | Puposky | 56667 | 04-PUPOSKY | 42 | Residential | n/a | 2018 | 2018
Beltrami Electric Coop, Inc. | 29 | 1529 | Co-op | 045-21-050 | 10 | Solar |  |  | Interconnected | Puposky | 56667 | 04-PUPOSKY | 42 | Residential | n/a | 2018 | 2018
Beltrami Electric Coop, Inc. | 29 | 1529 | Co-op | 045-32-080 | 5 | Solar |  |  | Interconnected | Bemidji | 56619 | 04-PUPOSKY | 42 | Residential | n/a | 2018 | 2018
Beltrami Electric Coop, Inc. | 29 | 1529 | Co-op | 052-13-039 | 2.8 | Solar |  |  | Interconnected | Bemidji | 56601 | 21-TURTLE RIVER | 215 | Residential | n/a | 2013 | 2013
Beltrami Electric Coop, Inc. | 29 | 1529 | Co-op | 052-17-022 | 3.96 | Solar |  |  | Interconnected | Bemidji | 56601 | 04-PUPOSKY | 41 | Residential | n/a | 2019 | 2019
Beltrami Electric Coop, Inc. | 29 | 1529 | Co-op | 052-23-049 | 7.83 | Solar |  |  | Interconnected | Bemidji | 56601 | 21-TURTLE RIVER | 215 | Residential | n/a | 2019 | 2019
Beltrami Electric Coop, Inc. | 29 | 1529 | Co-op | 052-27-222 | 2 | Solar |  |  | Interconnected | Bemidji | 56601 | 10-NORTHERN | 104 | Residential | n/a | 2018 | 2018
Beltrami Electric Coop, Inc. | 29 | 1529 | Co-op | 052-33-181 | 7.6 | Solar |  |  | Interconnected | Bemidji | 56601 | 10-NORTHERN | 107 | Residential | n/a | 2016 | 2016
Beltrami Electric Coop, Inc. | 29 | 1529 | Co-op | 052-34-166 | 7 | Solar |  |  | Interconnected | Bemidji | 56601 | 10-NORTHERN | 104 | Residential | n/a | 2018 | 2018
Beltrami Electric Coop, Inc. | 29 | 1529 | Co-op | 052-35-118 | 5.16 | Solar |  |  | Interconnected | Bemidji | 56601 | 21-TURTLE RIVER | 214 | Residential | n/a | 2014 | 2014
Beltrami Electric Coop, Inc. | 29 | 1529 | Co-op | 052-35-121 | 4.53 | Solar |  |  | Interconnected | Bemidji | 56601 | 21-TURTLE RIVER | 214 | Residential | n/a | 2019 | 2019
Beltrami Electric Coop, Inc. | 29 | 1529 | Co-op | 053-03-028 | 10 | Solar |  | X | Interconnected | Tenstrike | 56683 | 21-TURTLE RIVER | 211 | Residential | n/a | 2020 | 2020
Beltrami Electric Coop, Inc. | 29 | 1529 | Co-op | 053-14-061 | 6.25 | Solar |  |  | Interconnected | Bemidji | 56601 | 21-TURTLE RIVER | 212 | Residential | n/a | 2017 | 2017
Beltrami Electric Coop, Inc. | 29 | 1529 | Co-op | 054-31-002 | 20 | Solar |  |  | Interconnected | Bemidji | 56601 | 20-LONG LAKE | 201 | Residential | n/a | 2018 | 2018
Beltrami Electric Coop, Inc. | 29 | 1529 | Co-op | 060-14-046 | 1.8 | Solar |  |  | Interconnected | Blackduck | 56630 | 13-Mission | 135 | Residential | n/a | 2020 | 2020
Beltrami Electric Coop, Inc. | 29 | 1529 | Co-op | 060-21-075 | 24 | Solar |  |  | Interconnected | Blackduck | 56630 | 13-Mission | 135 | Residential | n/a | 2020 | 2020
Beltrami Electric Coop, Inc. | 29 | 1529 | Co-op | 062-08-014 | 7.6 | Solar |  | X | Interconnected | Bemidji | 56601 | 21-TURTLE RIVER | 213 | Residential | n/a | 2019 | 2019
Beltrami Electric Coop, Inc. | 29 | 1529 | Co-op | 062-14-099 | 6 | Solar |  |  | Interconnected | Bemidji | 56601 | 20-LONG LAKE | 201 | Residential | n/a | 2016 | 2016
Beltrami Electric Coop, Inc. | 29 | 1529 | Co-op | 062-14-166 | 4.64 | Solar |  |  | Interconnected | Bemidji | 56601 | 20-LONG LAKE | 202 | Residential | n/a | 2019 | 2019
Beltrami Electric Coop, Inc. | 29 | 1529 | Co-op | 062-28-022 | 3.8 | Solar |  |  | Interconnected | Bemidji | 56601 | 20-LONG LAKE | 203 | Residential | n/a | 2018 | 2018
Beltrami Electric Coop, Inc. | 29 | 1529 | Co-op | 062-28-037 | 7 | Solar |  | X | Interconnected | Bemidji | 56601 | 20-LONG LAKE | 203 | Residential | n/a | 2020 | 2020
Beltrami Electric Coop, Inc. | 29 | 1529 | Co-op | 063-04-115 | 3.8 | Solar |  |  | Interconnected | Bemidji | 56601 | 10-NORTHERN | 107 | Residential | n/a | 2018 | 2018
Beltrami Electric Coop, Inc. | 29 | 1529 | Co-op | 063-05-240 | 7.6 | Solar |  |  | Interconnected | Bemidji | 56601 | 10-NORTHERN | 107 | Residential | n/a | 2018 | 2018
Beltrami Electric Coop, Inc. | 29 | 1529 | Co-op | 063-09-161 | 8.85 | Solar |  |  | Interconnected | Bemidji | 56601 | 10-NORTHERN | 107 | Residential | n/a | 2020 | 2020
Beltrami Electric Coop, Inc. | 29 | 1529 | Co-op | 063-29-059 | 3.8 | Solar |  |  | Interconnected | Bemidji | 56601 | 10-NORTHERN | 106 | Residential | n/a | 2018 | 2018
Beltrami Electric Coop, Inc. | 29 | 1529 | Co-op | 064-23-051 | 39.9 | Solar |  |  | Interconnected | Bemidji | 56601 | 23-SCRIBNER | 232 | Residential | n/a | 2010 | 2010
Beltrami Electric Coop, Inc. | 29 | 1529 | Co-op | 064-23-089 | 10 | Solar |  |  | Interconnected | Bemidji | 56601 | 23-SCRIBNER | 232 | Residential | n/a | 2012 | 2012
Beltrami Electric Coop, Inc. | 29 | 1529 | Co-op | 064-24-039 | 28 | Solar |  |  | Interconnected | Bemidji | 56601 | 23-SCRIBNER | 232 | Residential | n/a | 2016 | 2016
Beltrami Electric Coop, Inc. | 29 | 1529 | Co-op | 065-14-064 | 11.4 | Solar |  |  | Interconnected | Solway | 56678 | 23-SCRIBNER | 233 | Residential | n/a | 2019 | 2019
Beltrami Electric Coop, Inc. | 29 | 1529 | Co-op | 068-04-010 | 7.6 | Solar |  |  | Interconnected | Solway | 56678 | 23-SCRIBNER | 233 | Residential | n/a | 2018 | 2018
Beltrami Electric Coop, Inc. | 29 | 1529 | Co-op | 069-14-076 | 6 | Solar |  |  | Interconnected | Bemidji | 56601 | 01-BEMIDJI | 14 | Residential | n/a | 2019 | 2019
Beltrami Electric Coop, Inc. | 29 | 1529 | Co-op | 069-24-176 | 1.92 | Solar |  |  | Interconnected | Bemidji | 56601 | 01-BEMIDJI | 12 | Residential | n/a | 2019 | 2019
Beltrami Electric Coop, Inc. | 29 | 1529 | Co-op | 070-20-236 | 8.85 | Solar |  |  | Interconnected | Bemidji | 56601 | 01-BEMIDJI | 13 | Residential | n/a | 2019 | 2019
Beltrami Electric Coop, Inc. | 29 | 1529 | Co-op | 071-04-022 | 2.1 | Solar |  |  | Interconnected | Bemidji | 56601 | 11-AARDAHL | 112 | Residential | n/a | 2008 | 2008
Beltrami Electric Coop, Inc. | 29 | 1529 | Co-op | 071-05-212 | 7.37 | Solar |  |  | Interconnected | Bemidji | 56601 | 11-AARDAHL | 112 | Residential | n/a | 2010 | 2010
Beltrami Electric Coop, Inc. | 29 | 1529 | Co-op | 071-27-047 | 10 | Wind |  |  | Interconnected | Bemidji | 56601 | 11-AARDAHL | 111 | Residential | n/a | 2005 | 2005
Beltrami Electric Coop, Inc. | 29 | 1529 | Co-op | 071-28-030 | 16.34 | Solar |  |  | Interconnected | Bemidji | 56601 | 11-AARDAHL | 111 | Residential | n/a | 2010 | 2010
Beltrami Electric Coop, Inc. | 29 | 1529 | Co-op | 071-32-010 | 3 | Wind |  |  | Interconnected | Bemidji | 56601 | 11-AARDAHL | 111 | Residential | n/a | 2014 | 2014
Beltrami Electric Coop, Inc. | 29 | 1529 | Co-op | 072-04-036 | 5 | Solar |  |  | Interconnected | Bemidji | 56601 | 13-MISSION | 135 | Residential | n/a | 2018 | 2018
Beltrami Electric Coop, Inc. | 29 | 1529 | Co-op | 072-19-020 | 10.56 | Solar |  |  | Interconnected | Bemidji | 56601 | 13-MISSION | 131 | Residential | n/a | 2018 | 2018
Beltrami Electric Coop, Inc. | 29 | 1529 | Co-op | 072-30-136 | 8.6 | Solar |  |  | Interconnected | Cass Lake | 56633 | 13-MISSION | 131 | Residential | n/a | 2015 | 2015
Beltrami Electric Coop, Inc. | 29 | 1529 | Co-op | 074-18-107 | 5 | Solar |  |  | Interconnected | Cass Lake | 56633 | 02-GUTHRIE | 25 | Residential | n/a | 2017 | 2017
Beltrami Electric Coop, Inc. | 29 | 1529 | Co-op | 075-06-093 | 39.98 | Solar |  |  | Interconnected | Cass Lake | 56633 | 13-MISSION | 134 | Commercial | n/a | 2017 | 2017
Beltrami Electric Coop, Inc. | 29 | 1529 | Co-op | 075-07-127 | 39.98 | Solar |  |  | Interconnected | Cass Lake | 56633 | 13-MISSION | 134 | Commercial | n/a | 2017 | 2017
Beltrami Electric Coop, Inc. | 29 | 1529 | Co-op | 076-21-030 | 27 | Solar |  |  | Interconnected | Laporte | 56461 | 02-GUTHRIE | 23 | Residential | n/a | 2017 | 2017
Beltrami Electric Coop, Inc. | 29 | 1529 | Co-op | 077-22-058 | 9.28 | Solar |  |  | Interconnected | Bemidji | 56601 | 22-HELGA | 223 | Residential | n/a | 2018 | 2018
Beltrami Electric Coop, Inc. | 29 | 1529 | Co-op | 077-22-073 | 3.8 | Solar |  |  | Interconnected | Laporte | 56461 | 22-HELGA | 223 | Residential | n/a | 2018 | 2018
Beltrami Electric Coop, Inc. | 29 | 1529 | Co-op | 078-04-031 | 3.8 | Solar |  |  | Interconnected | Bemidji | 56601 | 01-BEMIDJI | 14 | Residential | n/a | 2018 | 2018
Beltrami Electric Coop, Inc. | 29 | 1529 | Co-op | 078-04-034 | 7.6 | Solar |  |  | Interconnected | Bemidji | 56601 | 01-BEMIDJI | 14 | Residential | n/a | 2018 | 2018
Beltrami Electric Coop, Inc. | 29 | 1529 | Co-op | 084-03-001 | 9.46 | Solar |  |  | Interconnected | Laporte | 56461 | 22-HELGA | 223 | Residential | n/a | 2012 | 2012
Beltrami Electric Coop, Inc. | 29 | 1529 | Co-op | 086-05-133 | 37.5 | Solar |  |  | Interconnected | Cass Lake | 56633 | 02-GUTHRIE | 25 | Commercial | n/a | 2016 | 2016
Beltrami Electric Coop, Inc. | 29 | 1529 | Co-op | Beltrami Electric Cooperative Northern Solar | 50.4 | Solar |  |  | Interconnected | Bemidji | 56601 | 01-BEMIDJI | 11 | Community Solar Garden | n/a | 2017 | 2017
Beltrami Electric Coop, Inc. | 29 | 1529 | Co-op | 076-08-038 | 39.98 | Solar |  |  | Withdrawn | Bemidji | 56601 | 02-GUTHRIE | 23 | Commercial | n/a | 2020
BENCO Electric Cooperative | 10 | 1884 | Co-op | NOVA2939-0928B-017 | 18 | Solar |  |  | Active Application | Saint Peter | 56082 | Rush River | 3 | Commercial |  | 2020
BENCO Electric Cooperative | 10 | 1884 | Co-op | NOVA3428-0932-087 | 7.66 | Solar |  |  | Active Application | Saint Peter | 56082 | Traverse | 1 | Residential |  | 2020
BENCO Electric Cooperative | 10 | 1884 | Co-op | NOVA3447-20CD33-061 | 7.66 | Solar |  |  | Active Application | Mankato | 56001 | Eagle Lake | 4 | Residential |  | 2020
BENCO Electric Cooperative | 10 | 1884 | Co-op | NOVA3456-0903-045 | 7.6 | Solar |  |  | Active Application | Le Sueur | 56058 | Rush River | 1 | Residential |  | 2020
BENCO Electric Cooperative | 10 | 1884 | Co-op | NOVA3610-55BC35-024 | 11.8 | Solar |  |  | Active Application | Winnebago | 56098 | Winnebago Local 4.16kV W | 1 | Residential |  | 2020
BENCO Electric Cooperative | 10 | 1884 | Co-op | NOVA3681-3325-195 | 39.98 | Solar |  |  | Active Application | Janesville | 56048 | St. Clair | 1 | Commercial |  | 2020
BENCO Electric Cooperative | 10 | 1884 | Co-op | NOVA3685-4033-104 | 5 | Solar |  |  | Active Application | Vernon Center | 56090 | Willow Creek | 1 | Residential |  | 2020
BENCO Electric Cooperative | 10 | 1884 | Co-op | NOVA3926-3633-155DF | 37.5 | Solar |  |  | Active Application | Garden City | 55336 | Garden City | 1 | Residential |  | 2020
BENCO Electric Cooperative | 10 | 1884 | Co-op | NOVA3966-1524-188 | 38.5 | Solar |  |  | Active Application | Saint Peter | 55082 | Traverse | 3 | Residential |  | 2020
BENCO Electric Cooperative | 10 | 1884 | Co-op | NOVA4006-1520-044 | 32.88 | Solar |  |  | Active Application | Saint Peter | 56082 | Traverse | 3 | Residential |  | 2020
BENCO Electric Cooperative | 10 | 1884 | Co-op | NOVA2962-2925-075a | 15.2 | Solar |  |  | Interconnected | Mankato | 56001 | Eagle Lake | 2 | Residential |  | 2020 | 2020
BENCO Electric Cooperative | 10 | 1884 | Co-op | NOVA2962-2925-075b | 15.2 | Solar |  |  | Interconnected | Mankato | 56001 |  |  | Residential |  | 2020 | 2020
BENCO Electric Cooperative | 10 | 1884 | Co-op | 0601-119 | 9.4 | Solar |  |  | Interconnected | Gaylord | 55334 | 8 | 4 | Residential |  |  | 2017
BENCO Electric Cooperative | 10 | 1884 | Co-op | 0612-18 | 30.4 | Solar |  |  | Interconnected | Gaylord | 55334 | 8 | 4 | Residential
BENCO Electric Cooperative | 10 | 1884 | Co-op | 0919-111 | 39.9 | Solar |  |  | Interconnected | Saint Peter | 56082 | 8 | 1 | Residential |  |  | 2016
BENCO Electric Cooperative | 10 | 1884 | Co-op | 0919-122 | 39.9 | Solar |  |  | Interconnected | Saint Peter | 56082 | 8 | 1 | Residential |  |  | 2016
BENCO Electric Cooperative | 10 | 1884 | Co-op | 0920-019 | 39.9 | Solar |  |  | Interconnected | Saint Peter | 56082 | 8 | 1 | Residential |  |  | 2016
BENCO Electric Cooperative | 10 | 1884 | Co-op | 0932-127 | 9 | Solar |  |  | Interconnected | Saint Peter | 56082 | 11 | 2 | Residential
BENCO Electric Cooperative | 10 | 1884 | Co-op | 1007-182 | 4 | Solar |  |  | Interconnected | Saint Peter | 56082 | 8 | 4 | Residential |  |  | 2010
BENCO Electric Cooperative | 10 | 1884 | Co-op | 1036-199 | 39.9 | Solar |  |  | Interconnected | Saint Peter | 56082 | 11 | 2 | Residential
BENCO Electric Cooperative | 10 | 1884 | Co-op | 1213-034 | 20 | Wind |  |  | Interconnected | Lafayette | 56054 | 6 | 4 | Residential |  |  | 2013
BENCO Electric Cooperative | 10 | 1884 | Co-op | 1408-070 | 39.9 | Wind |  |  | Interconnected | Nicollet | 56074 | 6 | 3 | Residential
BENCO Electric Cooperative | 10 | 1884 | Co-op | 1408-140 | 39.9 | Wind |  |  | Interconnected | Nicollet | 56074 | 6 | 3 | Residential
BENCO Electric Cooperative | 10 | 1884 | Co-op | 1415-142 | 39.9 | Wind |  |  | Interconnected | Nicollet | 56074 | 6 | 3 | Residential
BENCO Electric Cooperative | 10 | 1884 | Co-op | 1416-135 | 30 | Wind |  |  | Interconnected | Nicollet | 56074 | 6 | 3 | Residential
BENCO Electric Cooperative | 10 | 1884 | Co-op | 1416-136 | 30 | Wind |  |  | Interconnected | Nicollet | 56074 | 6 | 3 | Residential
BENCO Electric Cooperative | 10 | 1884 | Co-op | 1525-060 | 10 | Wind |  |  | Interconnected | Saint Peter | 56082 | 11 | 3 | Residential |  |  | 2009
BENCO Electric Cooperative | 10 | 1884 | Co-op | 19H19-074 | 6.24 | Solar |  |  | Interconnected | Madison Lake | 56063 | 3 | 2 | Residential |  |  | 2016
BENCO Electric Cooperative | 10 | 1884 | Co-op | 19H19-083 | 3 | Solar |  |  | Interconnected | Madison Lake | 56063 | 3 | 2 | Residential |  |  | 2010
BENCO Electric Cooperative | 10 | 1884 | Co-op | 2010-130 | 13.2 | Solar |  |  | Interconnected | Kasota | 56050 | 3 | 1 | Residential
BENCO Electric Cooperative | 10 | 1884 | Co-op | 20A12-079 | 8.45 | Solar |  |  | Interconnected | Kasota | 56050 | 3 | 1 | Residential |  |  | 2017
BENCO Electric Cooperative | 10 | 1884 | Co-op | 211414-047 | 11 | Solar |  |  | Interconnected | Saint Peter | 56082 | 7 | 2 | Residential |  |  | 2015
BENCO Electric Cooperative | 10 | 1884 | Co-op | 211414-097 | 7.5 | Solar |  |  | Interconnected | Saint Peter | 56082 | 7 | 2 | Residential |  |  | 2015
BENCO Electric Cooperative | 10 | 1884 | Co-op | 2736-330 | 10 | Solar |  |  | Interconnected | Lake Crystal | 56055 | 2 | 3 | Residential
BENCO Electric Cooperative | 10 | 1884 | Co-op | 27B31-242 | 7.44 | Solar |  |  | Interconnected | Lake Crystal | 56055 | 5 | 4 | Residential |  |  | 2016
BENCO Electric Cooperative | 10 | 1884 | Co-op | 2829-033 | 39.95 | Solar |  |  | Interconnected | Mankato | 56001 | 2 | 1 | Residential
BENCO Electric Cooperative | 10 | 1884 | Co-op | 28DD10-023 | 11.4 | Solar |  |  | Interconnected | North Mankato | 56003 | 14 | 5 | Residential |  | 2018 | 2018
BENCO Electric Cooperative | 10 | 1884 | Co-op | 28L06-055 | 2 | Solar |  |  | Interconnected | North Mankato | 56003 | 7 | 5 | Residential
BENCO Electric Cooperative | 10 | 1884 | Co-op | 28MAB02-472 | 2 | Solar |  |  | Interconnected | North Mankato | 56003 | 14 | 3 | Residential |  |  | 2013
BENCO Electric Cooperative | 10 | 1884 | Co-op | 28MDA02-271 | 5.51 | Solar |  |  | Interconnected | Saint Peter | 56082 | 11 | 2 | Residential
BENCO Electric Cooperative | 10 | 1884 | Co-op | 29A28-109 | 1 | Solar |  |  | Interconnected | Mankato | 56001 | 13 | 4 | Residential |  |  | 2016
BENCO Electric Cooperative | 10 | 1884 | Co-op | 29FDB20-351 | 1.5 | Solar |  |  | Interconnected | Mankato | 56001 | 13 | 1 | Residential
BENCO Electric Cooperative | 10 | 1884 | Co-op | 29I03-255 | 7.92 | Solar |  |  | Interconnected | Mankato | 56001 | 3 | 4 | Residential
BENCO Electric Cooperative | 10 | 1884 | Co-op | 3316-096 | 7.68 | Solar |  |  | Interconnected | Janesville | 56048 | 9 | 1 | Residential
BENCO Electric Cooperative | 10 | 1884 | Co-op | 3319-113 | 7.8 | Solar |  |  | Interconnected | Janesville | 56048 | 9 | 2 | Residential |  |  | 2017
BENCO Electric Cooperative | 10 | 1884 | Co-op | 3622-047 | 12 | Solar |  |  | Interconnected | Garden City | 56034 | 4A | 3 | Residential |  |  | 2017
BENCO Electric Cooperative | 10 | 1884 | Co-op | 3628-145 | 10 | Solar |  |  | Interconnected | Garden City | 56034 | 4A | 4 | Residential |  |  | 2016
BENCO Electric Cooperative | 10 | 1884 | Co-op | 3632-118 | 20 | Solar |  |  | Interconnected | Garden City | 56035 | 4A | 4 | Residential |  |  | 2016
BENCO Electric Cooperative | 10 | 1884 | Co-op | 4007-139 | 39.9 | Solar |  |  | Interconnected | Lake Crystal | 56062 | 4A | 4 | Residential |  |  | 2017
BENCO Electric Cooperative | 10 | 1884 | Co-op | 4215-021 | 9.9 | Solar |  |  | Interconnected | Good Thunder | 56037 | 15 | 1 | Residential |  | 2018 | 2018
BENCO Electric Cooperative | 10 | 1884 | Co-op | 4229-163 | 39.9 | Solar |  |  | Interconnected | Mapleton | 56065 | 15 | 1 | Residential |  |  | 2017
BENCO Electric Cooperative | 10 | 1884 | Co-op | 4915-071 | 10 | Wind |  |  | Interconnected | Carmel | 56001 | 15 | 2 | Residential
BENCO Electric Cooperative | 10 | 1884 | Co-op | 5702-002 | 14.4 | Solar |  |  | Interconnected | Easton | 56025 | 18 | 2 | Residential |  |  | 2015
BENCO Electric Cooperative | 10 | 1884 | Co-op | 5824-073 | 11.5 | Solar |  |  | Interconnected | Wells | 56097 | 20 | 2 | Residential |  |  | 2014
BENCO Electric Cooperative | 10 | 1884 | Co-op | 5827-084 | 10 | Wind |  |  | Interconnected | Wells | 56097 | 20 | 1 | Residential |  |  | 2012
BENCO Electric Cooperative | 10 | 1884 | Co-op | 6204-019 | 10.2 | Solar |  |  | Interconnected | Wells | 56097 | 19 | 1 | Residential |  |  | 2014
BENCO Electric Cooperative | 10 | 1884 | Co-op | 6204-032 | 19.4 | Solar |  |  | Interconnected | Wells | 56097 | 19 | 1 | Residential |  |  | 2015
BENCO Electric Cooperative | 10 | 1884 | Co-op | 6931-092 | 30 | Wind |  |  | Interconnected | Blue Earth | 56013 | 1 | 4 | Residential
BENCO Electric Cooperative | 10 | 1884 | Co-op | 7905-335 | 30 | Wind |  |  | Interconnected | Blue Earth | 56013 | 1 | 4 | Residential
BENCO Electric Cooperative | 10 | 1884 | Co-op | 8013-333 | 20 | Wind |  |  | Interconnected | Blue Earth | 56013 | 1 | 4 | Residential |  |  | 2016
BENCO Electric Cooperative | 10 | 1884 | Co-op | 8036-065 | 30 | Wind |  |  | Interconnected | Blue Earth | 56013 | 1 | 4 | Residential
BENCO Electric Cooperative | 10 | 1884 | Co-op | NOVA2194-3316-96 | 7.68 | Solar |  |  | Interconnected | Janesville | 56048 | St. Clair | 2 | Residential |  | 2019 | 2019
BENCO Electric Cooperative | 10 | 1884 | Co-op | NOVA2392-29I03-255 | 7.92 | Solar |  |  | Interconnected | Mankato | 56001 | Eagle Lake | 1 | Residential |  | 2019 | 2019
BENCO Electric Cooperative | 10 | 1884 | Co-op | NOVA2547-5807-013 | 10.62 | Solar |  |  | Interconnected | Easton | 56025 | Easton | 4 | Residential |  | 2019 | 2020
BENCO Electric Cooperative | 10 | 1884 | Co-op | NOVA2571-1618-078 | 10.44 | Solar |  |  | Interconnected | Saint Peter | 56082 | Traverse | 3 | Residential |  | 2019 | 2020
BENCO Electric Cooperative | 10 | 1884 | Co-op | NOVA2572-09C21-004 | 5.8 | Solar |  |  | Interconnected | Saint Peter | 56082 | Rush River | 1 | Residential |  | 2019 | 2020
BENCO Electric Cooperative | 10 | 1884 | Co-op | NOVA2875-5528-010 | 36 | Solar |  |  | Interconnected | Winnebago | 56098 | Willow Creek | 2 | Residential |  | 2020 | 2020
BENCO Electric Cooperative | 10 | 1884 | Co-op | NOVA3078-4016-024 | 36 | Solar |  |  | Interconnected | Madelia | 56062 | Garden City | 4 | Residential |  | 2020 | 2020
BENCO Electric Cooperative | 10 | 1884 | Co-op | NOVA3315-2101-155 | 39 | Solar |  |  | Interconnected | Saint Peter | 56082 | Traverse | 3 | Residential |  | 2020 | 2020
BENCO Electric Cooperative | 10 | 1884 | Co-op | NOVA3441-20CD33-039 | 14.83 | Solar |  |  | Interconnected | Mankato | 56001 | Eagle Lake | 4 | Residential |  | 2020 | 2020
BENCO Electric Cooperative | 10 | 1884 | Co-op | NOVA3540-57E36-028 | 6 | Solar |  |  | Interconnected | Easton | 56025 | Delavan | 1 | Residential |  | 2020 | 2020
BENCO Electric Cooperative | 10 | 1884 | Co-op | NOVA3591-29DC21-044 | 9 | Solar |  |  | Interconnected | Mankato | 56001 | Pohl | 4 | Residential |  | 2020 | 2020
BENCO Electric Cooperative | 10 | 1884 | Co-op | NOVA3630-UNKNOWN | 5 | Solar |  |  | Withdrawn | Vernon Center | 56090 |  |  |  |  | 2020
Blooming Prairie Public Utilities | 144 | 1871 | Muni | 2-254 | 3.8 | Solar |  |  | Interconnected | Blooming Prairie | 55917 | Power Plant | 1 | Residential | n/a | 2020 | 2020
Blue Earth Light and Water | 138 | 1883 | Muni | NOVA3994 | 26.1 | Solar |  |  | Active Application | Blue Earth | 56013 | West | SW Darling | Residential |  | 2020
Brainerd Public Utilities | 11 | 2138 | Muni | 2007 Application 1 | 2.1 | Solar |  |  | Interconnected | Brainerd | 56401 | Main | 558 | Residential | n/a | 2007 | 2007
Brainerd Public Utilities | 11 | 2138 | Muni | 2011 Application 2 | 9.8 | Solar |  |  | Interconnected | Brainerd | 56401 | Main | 518 | Commercial | n/a | 2011 | 2011
Brainerd Public Utilities | 11 | 2138 | Muni | 2011 Application 3 | 8.9 | Solar |  |  | Interconnected | Brainerd | 56401 | Main | 558 | Utility | n/a | 2011 | 2011
Brainerd Public Utilities | 11 | 2138 | Muni | 2011 Application 4 | 3.52 | Solar |  |  | Interconnected | Brainerd | 56401 | Main | 528 | Residential | n/a | 2011 | 2011
Brainerd Public Utilities | 11 | 2138 | Muni | 2014 Application 5 | 4.8 | Solar |  |  | Interconnected | Brainerd | 56401 | Main | 548 | Commercial | n/a | 2014 | 2015
Brainerd Public Utilities | 11 | 2138 | Muni | 2015 Application 6 | 2.16 | Solar |  |  | Interconnected | Brainerd | 56401 | Main | 548 | Residential | n/a | 2015 | 2015
Brainerd Public Utilities | 11 | 2138 | Muni | 2017 Application 7 | 2.48 | Solar |  |  | Interconnected | Brainerd | 56401 | Main | 558 | Residential | n/a | 2017 | 2017
Brainerd Public Utilities | 11 | 2138 | Muni | 2017 Application 8 | 5 | Solar |  |  | Interconnected | Brainerd | 56401 | Main | 558 | Residential | n/a | 2017 | 2017
Brainerd Public Utilities | 11 | 2138 | Muni | 2017 Application 9 | 7.5 | Solar |  |  | Interconnected | Brainerd | 56401 | Main | 518 | Residential | n/a | 2017 | 2017
Brainerd Public Utilities | 11 | 2138 | Muni | 2018 Application 10 | 8.4 | Solar |  |  | Interconnected | Brainerd | 56401 | Main | 518 | Residential | n/a | 2018 | 2018
Brainerd Public Utilities | 11 | 2138 | Muni | 2019 Application 11 | 39.8 | Solar |  |  | Interconnected | Brainerd | 56401 | Main | 518 | Commercial | n/a | 2019 | 2019
Brainerd Public Utilities | 11 | 2138 | Muni | 2019 Application 12 | 13.34 | Solar |  |  | Interconnected | Brainerd | 56401 | Main | 528 | Residential | n/a | 2019 | 2019
Brainerd Public Utilities | 11 | 2138 | Muni | 2019 Application 13 | 2.03 | Solar |  |  | Interconnected | Brainerd | 56401 | Main | 528 | Residential | n/a | 2019 | 2019
Brainerd Public Utilities | 11 | 2138 | Muni | 2020 Application 14 | 4.8 | Solar |  |  | Interconnected | Brainerd | 56401 | Main | 558 | Residential | n/a | 2020 | 2020
Brainerd Public Utilities | 11 | 2138 | Muni | 2020 Application 15 | 5.6 | Solar |  |  | Interconnected | Brainerd | 56401 | Main | 558 | Residential | n/a | 2020 | 2020
Brainerd Public Utilities | 11 | 2138 | Muni | 2020 Application 16 | 7.6 | Solar |  |  | Interconnected | Brainerd | 56401 | Main | 558 | Residential | n/a | 2020 | 2020
Brown County Rural Electrical Association | 6 | 2316 | Co-op | BCR1 | 20 | Wind |  |  | Interconnected | Winthrop | 55396 | 16 | 2/B | Residential |  |  | 2002
Brown County Rural Electrical Association | 6 | 2316 | Co-op | BCR10 | 9.5 | Solar |  |  | Interconnected | New Ulm | 56073 | 8 | 1/B | Residential |  | 2015 | 2015
Brown County Rural Electrical Association | 6 | 2316 | Co-op | BCR11 | 39 | Wind |  |  | Interconnected | Comfrey | 56019 | 17 | 1/ABC | Residential |  |  | 2015
Brown County Rural Electrical Association | 6 | 2316 | Co-op | BCR12 | 20 | Wind |  |  | Interconnected | Hanska | 56041 | 18 | 2/C | Commercial |  |  | 2015
Brown County Rural Electrical Association | 6 | 2316 | Co-op | BCR13 | 39.6 | Solar |  |  | Interconnected | Lafayette | 56054 | 7 | 2/C | Commercial |  | 2016 | 2016
Brown County Rural Electrical Association | 6 | 2316 | Co-op | BCR14 | 39.2 | Solar |  |  | Interconnected | Winthrop | 55396 | 7 | 3/A | Residential |  | 2016 | 2016
Brown County Rural Electrical Association | 6 | 2316 | Co-op | BCR15 | 8.5 | Solar |  |  | Interconnected | Fairfax | 55332 | 11 | 2/B | Residential |  | 2016 | 2016
Brown County Rural Electrical Association | 6 | 2316 | Co-op | BCR16 | 10.45 | Solar |  |  | Interconnected | New Ulm | 56073 | 4 | 2/C | Residential |  | 2016 | 2016
Brown County Rural Electrical Association | 6 | 2316 | Co-op | BCR17 | 22.8 | Solar |  |  | Interconnected | New Ulm | 56073 | 6 | 4/C | Residential |  | 2016 | 2016
Brown County Rural Electrical Association | 6 | 2316 | Co-op | BCR18 | 5 | Solar |  |  | Interconnected | Comfrey | 56019 | 2 | 3/C | Residential |  | 2016 | 2016
Brown County Rural Electrical Association | 6 | 2316 | Co-op | BCR19 | 5.5 | Solar |  |  | Interconnected | Springfield | 56087 | 1 | 2/A | Residential |  | 2016 | 2016
Brown County Rural Electrical Association | 6 | 2316 | Co-op | BCR2 | 13 | Solar |  |  | Interconnected | Sleepy Eye | 56085 | 11 | 2/A | Residential |  |  | 2009
Brown County Rural Electrical Association | 6 | 2316 | Co-op | BCR20 | 3.36 | Solar |  |  | Interconnected | New Ulm | 56073 | 8 | 1/A | Residential |  | 2016 | 2016
Brown County Rural Electrical Association | 6 | 2316 | Co-op | BCR21 | 8.625 | Solar |  |  | Interconnected | Courtland | 56021 | 5 | 2/C | Residential |  | 2016 | 2017
Brown County Rural Electrical Association | 6 | 2316 | Co-op | BCR22 | 60 | Solar |  |  | Interconnected | Courtland | 56021 | 5 | 2/C | Commercial |  | 2016 | 2017
Brown County Rural Electrical Association | 6 | 2316 | Co-op | BCR23 | 82.5 | Solar |  |  | Interconnected | New Ulm | 56073 | 4 | 1/ABC | Commercial |  | 2013 | 2013
Brown County Rural Electrical Association | 6 | 2316 | Co-op | BCR24 | 58.5 | Solar |  |  | Interconnected | Morgan | 56266 | 11 | 4/A | Commercial |  | 2016 | 2016
Brown County Rural Electrical Association | 6 | 2316 | Co-op | BCR25 | 36 | Solar |  |  | Interconnected | New Ulm | 56073 | 13 | 1/C | Residential |  | 2017 | 2017
Brown County Rural Electrical Association | 6 | 2316 | Co-op | BCR26 | 30 | Solar |  |  | Interconnected | Springfield | 56087 | 2 | 4/B | Commercial |  | 2017 | 2017
Brown County Rural Electrical Association | 6 | 2316 | Co-op | BCR27 | 12 | Solar |  |  | Interconnected | Gibbon | 55335 | 6 | 4/C | Commercial |  | 2018 | 2018
Brown County Rural Electrical Association | 6 | 2316 | Co-op | BCR28 | 4.8 | Solar |  |  | Interconnected | Hanska | 56041 | 3 | 2/A | Residential |  | 2018 | 2018
Brown County Rural Electrical Association | 6 | 2316 | Co-op | BCR29 | 18 | Solar |  |  | Interconnected | New Ulm | 56073 | 4 | 1/A | Residential |  | 2018 | 2018
Brown County Rural Electrical Association | 6 | 2316 | Co-op | BCR3 | 3.8 | Wind |  |  | Interconnected | Springfield | 56087 | 1 | 1/B | Residential |  |  | 2009
Brown County Rural Electrical Association | 6 | 2316 | Co-op | BCR30 | 20 | Solar |  |  | Interconnected | New Ulm | 56073 | 4 | 2/C | Residential |  | 2019 | 2019
Brown County Rural Electrical Association | 6 | 2316 | Co-op | BCR31 | 31.9 | Solar |  |  | Interconnected | New Ulm | 56073 | 4 | 2/C | Residential |  | 2019 | 2019
Brown County Rural Electrical Association | 6 | 2316 | Co-op | BCR32 | 10 | Solar |  |  | Interconnected | New Ulm | 56073 | 8 | 1/B | Residential |  | 2018 | 2018
Brown County Rural Electrical Association | 6 | 2316 | Co-op | BCR33 | 3.36 | Solar |  |  | Interconnected | New Ulm | 56073 | 8 | 1/A | Residential |  | 2018 | 2018
Brown County Rural Electrical Association | 6 | 2316 | Co-op | BCR34 | 6 | Solar |  |  | Interconnected | New Ulm | 56073 | 4 | 1/A | Residential |  | 2019 | 2019
Brown County Rural Electrical Association | 6 | 2316 | Co-op | BCR35 | 4.64 | Solar |  |  | Interconnected | New Ulm | 56073 | 5 | 4/C | Residential |  | 2019 | 2020
Brown County Rural Electrical Association | 6 | 2316 | Co-op | BCR36 | 37.1 | Solar |  |  | Interconnected | Saint James | 56081 | 3 | 3/A | Commercial |  | 2020 | 2020
Brown County Rural Electrical Association | 6 | 2316 | Co-op | BCR4 | 3 | Solar |  |  | Interconnected | Springfield | 56087 | 1 | 1/B | Residential |  |  | 2009
Brown County Rural Electrical Association | 6 | 2316 | Co-op | BCR5 | 4 | Solar |  |  | Interconnected | Winthrop | 55396 | 16 | 2/B | Residential |  |  | 2010
Brown County Rural Electrical Association | 6 | 2316 | Co-op | BCR6 | 20 | Wind |  |  | Interconnected | New Ulm | 56073 | 4 | 1/C | Residential |  |  | 2010
Brown County Rural Electrical Association | 6 | 2316 | Co-op | BCR7 | 2.4 | Wind |  |  | Interconnected | Hanska | 56041 | 3 | 3/C | Residential |  |  | 2010
Brown County Rural Electrical Association | 6 | 2316 | Co-op | BCR8 | 3 | Solar |  |  | Interconnected | Hanska | 56041 | 3 | 3/C | Residential |  |  | 2010
Brown County Rural Electrical Association | 6 | 2316 | Co-op | BCR9 | 37.5 | Solar |  |  | Interconnected | Fairfax | 55332 | 11 | 2/C | Commercial |  |  | 2015
City of Buffalo | 32 | 2485 | Muni | DG-20-1 | 5.584 | Solar |  |  | Active Application | Buffalo | 55313 | Substation 1 | 355S | Residential | Custom Rebate | 2020
City of Anoka | 53 | 691 | Muni | 2012 App1 | 4.2 | Solar |  |  | Interconnected | Champlin | 55316 | Champlin | 331 | Residential | n/a | 2012 | 2012
City of Anoka | 53 | 691 | Muni | 2014 App1 | 8 | Solar |  |  | Interconnected | Anoka | 55303 | Crooked Lake | 126 | Residential | n/a | 2014 | 2014
City of Anoka | 53 | 691 | Muni | 2020 DER1 | 7.6 | Solar |  |  | Interconnected | Champlin | 55316 | Champlin | 371 | Residential | n/a | 2020 | 2020
City of Anoka | 53 | 691 | Muni | 2020 DER2 | 7.6 | Solar |  |  | Interconnected | Anoka | 55303 | Crooked Lake | 104 | Residential | n/a | 2020 | 2020
City of Anoka | 53 | 691 | Muni | 2020 DER3 | 7.6 | Solar |  |  | Interconnected | Dayton | 55327 | Champlin | 361 | Residential | n/a | 2020 | 2020
City of Arlington | 142 | 828 | Muni | KC-01 | 33 | Solar |  |  | Interconnected | Arlington | 55307 | Northeast Substation | No. 3 | Commercial |  | 2020 | 2020
City of Arlington | 142 | 828 | Muni | SE-01 | 5 | Solar |  |  | Interconnected | Arlington | 55307 | Northeast Substation | No. 3 | Commercial |  |  | 2018
City of Caledonia Electric Department | 13 | 2810 | Muni | 10-309-01-6 | 15.93 | Solar |  |  | Interconnected | Caledonia | 55921 | Wild Turkey 1 | Wild Turkey 1-2 | Residential | n/a | 2019 | 2019
City of Caledonia Electric Department | 13 | 2810 | Muni | 10-4014-01-9 | 7.6 | Solar |  |  | Interconnected | Caledonia | 55921 | Wild Turkey 1 | Wild Turkey 1-2 | Residential | n/a | 2020 | 2020
City of Caledonia Electric Department | 13 | 2810 | Muni | 20-1266-01-6 | 14.16 | Solar |  |  | Interconnected | Caledonia | 55921 | Wild Turkey 2 | Wild Turkey 2-1 | Commercial | n/a | 2019 | 2019
City of Chaska | 34 | 3400 | Muni | Facility Y | 10 | Solar |  |  | Active Application | Chaska | 55318 | MN River | MRS-1 | Residential |  | 2020
City of Chaska | 34 | 3400 | Muni | Facility Z | 10.3 | Solar |  |  | Active Application | Chaska | 55318 | West Creek | WCS-14 | Residential |  | 2020
City of Chaska | 34 | 3400 | Muni | Facility A | 4 | Solar |  |  | Interconnected | Chaska | 55318 | West Creek | WCS-14 | Residential
City of Chaska | 34 | 3400 | Muni | Facility B | 4 | Solar |  |  | Interconnected | Chaska | 55318 | MN River | MRS-3 | Residential |  | 2016 | 2016
City of Chaska | 34 | 3400 | Muni | Facility C | 4 | Solar |  |  | Interconnected | Chaska | 55318 | West Creek | WCS-14 | Residential |  | 2017 | 2017
City of Chaska | 34 | 3400 | Muni | Facility D | 39.65 | Solar |  |  | Interconnected | Chaska | 55318 | MN River | MRS-3 | Commercial |  | 2016 | 2016
City of Chaska | 34 | 3400 | Muni | Facility E | 5.6 | Solar |  |  | Interconnected | Chaska | 55318 | West Creek | WCS-14 | Commercial |  | 2018 | 2018
City of Chaska | 34 | 3400 | Muni | Facility F | 9.425 | Solar |  |  | Interconnected | Chaska | 55318 | MN River | MRS-2 | Residential |  | 2018 | 2019
City of Chaska | 34 | 3400 | Muni | Facility G | 9.75 | Solar |  |  | Interconnected | Chaska | 55318 | MN River | MRS-3 | Residential |  | 2019 | 2019
City of Chaska | 34 | 3400 | Muni | Facility H | 11.02 | Solar |  |  | Interconnected | Chaska | 55318 | MN River | MRS-2 | Residential |  | 2019 | 2019
City of Chaska | 34 | 3400 | Muni | Facility I | 5.48 | Solar |  |  | Interconnected | Chaska | 55318 | MN River | MRS-1 | Residential |  | 2019 | 2019
City of Chaska | 34 | 3400 | Muni | Facility J | 5 | Solar |  |  | Interconnected | Chaska | 55318 | West Creek | WCS-14 | Residential |  | 2019 | 2019
City of Chaska | 34 | 3400 | Muni | Facility K | 9.9 | Solar |  |  | Interconnected | Chaska | 55318 | West Creek | WCS-14 | Residential |  | 2019 | 2020
City of Chaska | 34 | 3400 | Muni | Facility L | 6.96 | Solar |  |  | Interconnected | Chaska | 55318 | MN River | MRS-4 | Residential |  | 2020 | 2020
City of Chaska | 34 | 3400 | Muni | Facility M | 10 | Solar |  |  | Interconnected | Chaska | 55318 | West Creek | WCS-14 | Residential |  | 2020 | 2020
City of Chaska | 34 | 3400 | Muni | Facility N | 13.5 | Solar |  |  | Interconnected | Chaska | 55318 | MN River | MRS-2 | Residential |  | 2020 | 2020
City of Chaska | 34 | 3400 | Muni | Facility O | 8.41 | Solar |  |  | Interconnected | Chaska | 55318 | West Creek | WCS-14 | Residential |  | 2020 | 2020
City of Chaska | 34 | 3400 | Muni | Facility P | 8.768 | Solar |  |  | Interconnected | Chaska | 55318 | West Creek | WCS-14 | Residential |  | 2020 | 2020
City of Chaska | 34 | 3400 | Muni | Facility Q | 10 | Solar |  |  | Interconnected | Chaska | 55318 | Bluff Creek | BCS-91 | Residential |  | 2020 | 2020
City of Chaska | 34 | 3400 | Muni | Facility R | 7.68 | Solar |  |  | Interconnected | Chaska | 55318 | West Creek | WCS-14 | Residential |  | 2020 | 2020
City of Chaska | 34 | 3400 | Muni | Facility S | 4.932 | Solar |  |  | Interconnected | Chaska | 55318 | MN River | MRS-4 | Residential |  | 2020 | 2020
City of Chaska | 34 | 3400 | Muni | Facility T | 8 | Solar |  |  | Interconnected | Chaska | 55318 | MN River | MRS-4 | Residential |  | 2020 | 2020
City of Chaska | 34 | 3400 | Muni | Facility U | 5.48 | Solar |  |  | Interconnected | Chaska | 55318 | West Creek | WCS-14 | Residential |  | 2020 | 2020
City of Chaska | 34 | 3400 | Muni | Facility V | 8 | Solar |  |  | Interconnected | Chaska | 55318 | MN River | MRS-1 | Residential |  | 2020 | 2020
City of Chaska | 34 | 3400 | Muni | Facility W | 6.028 | Solar |  |  | Interconnected | Chaska | 55318 | West Creek | WCS-14 | Residential |  | 2020 | 2020
City of Chaska | 34 | 3400 | Muni | Facility X | 7.2 | Solar |  |  | Interconnected | Chaska | 55318 | MN River | MRS-3 | Residential |  | 2020 | 2020
City of Ely, Utilities | 135 | 5841 | Muni | 01-00000202-00-7 | 4.7 | Solar |  |  | Interconnected | Ely | 55731 |  |  | Commercial |  | 2016 | 2016
City of Ely, Utilities | 135 | 5841 | Muni | 09-00000444-00-3 | 38 | Solar |  |  | Interconnected | Ely | 55731 |  |  | Commercial |  | 2017 | 2017
City of Ely, Utilities | 135 | 5841 | Muni | 10-00000845-00-6 | 15 | Solar |  |  | Interconnected | Ely | 55731 |  |  | Commercial |  | 2020 | 2010
City of Ely, Utilities | 135 | 5841 | Muni | 17-00003352-00-5 | 5.9 | Solar |  |  | Interconnected | Ely | 55731 |  |  | Residential |  | 2017 | 2017
City of Ely, Utilities | 135 | 5841 | Muni | 22-00000150-00-0 | 9 | Solar |  |  | Interconnected | Ely | 55731 |  |  | Residential |  | 2019 | 2019
City of Ely, Utilities | 135 | 5841 | Muni | 22-00000155-00-5 | 4 | Solar |  |  | Interconnected | Ely | 55731 |  |  | Residential |  | 2014 | 2014
City of Ely, Utilities | 135 | 5841 | Muni | 24-00000280-00-8 | 2.7 | Solar |  |  | Interconnected | Ely | 55731 |  |  | Residential |  | 2017 | 2017
City of Fairfax | 145 | 6138 | Muni | 2017 App 1 | 25 | Solar |  |  | Interconnected | Fairfax | 55332 | 1 | E | Commercial |  | 2017 | 2017
City of Granite Falls | 155 | 7494 | Muni | 2017 Billboard Solar | 4 | Solar |  |  | Interconnected | Granite Falls | 56241 | [5 empty] | 2017
City of Granite Falls | 155 | 7494 | Muni | 2018 Granite Falls 1 | 14 | Solar |  |  | Interconnected | Granite Falls | 56241 | [5 empty] | 2016
City of Henning Electric Dept | 210 | 8459 | Muni | Residential Solar Customer | 9.45 | Solar |  |  | Interconnected | Henning | 56551 | 1 | 3 | Residential | n/a | 2017 | 2017
City of Luverne | 63 | 11332 | Muni | 111-880000-02 | 8.25 | Solar |  |  | Interconnected | Luverne | 56156 | west | 1 | Residential | n/a | 2010 | 2010
City of Luverne | 63 | 11332 | Muni | 200-104000-01 | 5000 | Wind |  |  | Interconnected | Luverne | 56156 | South | 5 | Commercial | n/a | 2020 | 2020
City of Mountain Iron | 74 | 13044 | Muni | Site 1 | 10 | Solar |  |  | Interconnected | Mountain Iron | 55768 |  |  | Commercial | IRRRB | 2012 | 2012
City of Mountain Iron | 74 | 13044 | Muni | Site 1 | 20 | Solar |  |  | Interconnected | Mountain Iron | 55768 |  |  | Commercial | IRRRB | 2012 | 2012
City of North Saint Paul | 82 | 13730 | Muni | 2017-S1 | 6.46 | Solar |  |  | Interconnected | North Saint Paul | 55109 | Oakdale Sub | 83 | Residential | Rebate | 2017 | 2017
City of North Saint Paul | 82 | 13730 | Muni | 2018-S1 | 5.8 | Solar |  |  | Interconnected | North Saint Paul | 55109 | Oakdale Sub | 81 | Residential | Rebate | 2018 | 2018
City of North Saint Paul | 82 | 13730 | Muni | 2019-S1 | 12.16 | Solar |  |  | Interconnected | North Saint Paul | 55109 | Oakdale Sub | 81 | Residential | Rebate | 2019 | 2019
City of North Saint Paul | 82 | 13730 | Muni | 2019-S2 | 9.7 | Solar |  |  | Interconnected | North Saint Paul | 55109 | Oakdale Sub | 84 | Residential | Rebate | 2019 | 2019
City of North Saint Paul | 82 | 13730 | Muni | 2020-S1 | 1.48 | Solar |  |  | Interconnected | North Saint Paul | 55109 | Oakdale Sub | 83 | Residential | Rebate | 2020 | 2020
City of North Saint Paul | 82 | 13730 | Muni | 2020-S2 | 2.6 | Solar |  |  | Interconnected | North Saint Paul | 55109 | Oakdale Sub | 84 | Residential | Rebate | 2020 | 2020
City of Two Harbors | 119 | 19321 | Muni | 115106001 | 3.8 | Solar |  |  | Interconnected | Two Harbors | 55616 |  |  | Residential | n/a | 2019 | 2020
City of Two Harbors | 119 | 19321 | Muni | 205222000 | 0.8 | Solar |  |  | Interconnected | Two Harbors | 55616 |  |  | Residential | n/a |  | 2010
City of Two Harbors | 119 | 19321 | Muni | 501260001 | 3.8 | Solar |  |  | Interconnected | Two Harbors | 55616 |  |  | Commercial | n/a | 2018 | 2019
City of Two Harbors | 119 | 19321 | Muni | 502106097 | 3.8 | Solar |  |  | Interconnected | Two Harbors | 55616 |  |  | Residential | n/a | 2019 | 2020
City of Waseca Electric Utility | 125 | 20136 | Muni | 2012 Application 1 - WP | 36.4 | Solar |  |  | Interconnected | Waseca | 56093 | Waseca | 299 Johnson Ave SW | Commercial | n/a | 2012 | 2012 | n/a
City of Waseca Electric Utility | 125 | 20136 | Muni | 2012 Application 2 - KO | 4.32 | Solar |  |  | Interconnected | Waseca | 56093 | Waseca | 412 19th Ave NE | Residential | n/a | 2012 | 2012 | n/a
City of Waseca Electric Utility | 125 | 20136 | Muni | 2018 Application 1 - CR | 6.9 | Solar |  |  | Interconnected | Waseca | 56093 | Waseca | 300 9th St NE | Residential | n/a | 2018 | 2018 | n/a
City of Waseca Electric Utility | 125 | 20136 | Muni | 2019 Application 1 - MA | 3.6 | Solar |  |  | Interconnected | Waseca | 56093 | Waseca | 316 9th Ave SE | Residential | n/a | 2019 | 2019 | n/a
City of Waseca Electric Utility | 125 | 20136 | Muni | 2019 Application 2 - EF | 4.2 | Solar |  |  | Interconnected | Waseca | 56093 | Waseca | 608 3rd Ave SE | Residential | n/a | 2019 | 2019 | n/a
City of Waseca Electric Utility | 125 | 20136 | Muni | 2019 Application 3 - MI | 6 | Solar |  |  | Interconnected | Waseca | 56093 | Waseca | 12052 362nd Ave | Residential | n/a | 2019 | 2019 | n/a
City of Waseca Electric Utility | 125 | 20136 | Muni | 2019 Application 4 - EC | 90 | Solar |  |  | Interconnected | Waseca | 56093 | Waseca | 1371 State St South | Commercial | n/a | 2019 | 2020 | n/a
City of Waseca Electric Utility | 125 | 20136 | Muni | 2020 Application 1 - MM | 8.51 | Solar |  |  | Interconnected | Waseca | 56093 | Waseca | 1500 5th St NE | Residential | n/a | 2020 | 2020 | n/a
Clearwater-Polk Electric Cooperative, Inc. | 8 | 3764 | Co-op | 60703 | 36 | Solar |  |  | Interconnected | Gonvick | 56644 | Gully | 1 | Commercial | n/a | 2019 | 2019
Clearwater-Polk Electric Cooperative, Inc. | 8 | 3764 | Co-op | 113603 | 6 | Solar |  |  | Interconnected | Leonard | 56652 | Dudley | 1 | Residential | n/a | 2015 | 2015
Clearwater-Polk Electric Cooperative, Inc. | 8 | 3764 | Co-op | 120801 | 5 | Solar |  |  | Interconnected | Gonvick | 56644 | Gully | 1 | Residential | n/a | 2015 | 2015
Clearwater-Polk Electric Cooperative, Inc. | 8 | 3764 | Co-op | 172101 | 36 | Solar |  |  | Interconnected | Clearbrook | 56634 | Clearbrook | 3 | Residential | n/a | 2020 | 2020
Clearwater-Polk Electric Cooperative, Inc. | 8 | 3764 | Co-op | 200804 | 5 | Solar |  |  | Interconnected | Leonard | 56652 | Dudley | 1 | Residential | n/a | 2013 | 2013
Clearwater-Polk Electric Cooperative, Inc. | 8 | 3764 | Co-op | 311006 | 9.8 | Solar |  |  | Interconnected | Shevlin | 56676 | Rice Lake | 1 | Residential | n/a | 2018 | 2018
Clearwater-Polk Electric Cooperative, Inc. | 8 | 3764 | Co-op | 321502 | 24.8 | Solar |  |  | Interconnected | Bagley | 56621 | Bagley | 2 | Residential | n/a | 2020 | 2020
Clearwater-Polk Electric Cooperative, Inc. | 8 | 3764 | Co-op | 360869 | 11.4 | Solar |  |  | Interconnected | Bagley | 56621 | Bagley | 4 | Commercial | n/a | 2018 | 2018
Clearwater-Polk Electric Cooperative, Inc. | 8 | 3764 | Co-op | 360961 | 34.4 | Solar |  |  | Interconnected | Bagley | 56621 | Bagley | 4 | Commercial | n/a | 2018 | 2018
Clearwater-Polk Electric Cooperative, Inc. | 8 | 3764 | Co-op | 371809 | 8 | Solar |  |  | Interconnected | Bagley | 56621 | Bagley | 3 | Residential | n/a | 2014 | 2014
Clearwater-Polk Electric Cooperative, Inc. | 8 | 3764 | Co-op | 413512 | 36 | Solar |  |  | Interconnected | Park Rapids | 56470 | Rice Lake | 1 | Commercial | n/a | 2013 | 2013
Clearwater-Polk Electric Cooperative, Inc. | 8 | 3764 | Co-op | 474258 | 3.8 | Solar |  |  | Interconnected | Bagley | 56621 | Rice Lake | 4 | Residential | n/a | 2019 | 2019
Clearwater-Polk Electric Cooperative, Inc. | 8 | 3764 | Co-op | 480224 | 24 | Solar |  |  | Interconnected | Park Rapids | 56470 | Rice Lake | 3 | Commercial | n/a | 2014 | 2014
Clearwater-Polk Electric Cooperative, Inc. | 8 | 3764 | Co-op | 480242 | 30 | Solar |  |  | Interconnected | Park Rapids | 56470 | Rice Lake | 1 | Commercial | n/a | 2014 | 2014
Clearwater-Polk Electric Cooperative, Inc. | 8 | 3764 | Co-op | 491991 | 6 | Solar |  |  | Interconnected | Park Rapids | 56470 | Rice Lake | 3 | Residential | n/a | 2017 | 2017
Connexus Energy | 26 | 689 | Co-op | Active-So-129 | 7250 | Solar |  |  | Active Application | Saint Francis | 55070 | SAINT FRANCIS | STF01 | Commercial |  | 2020
Connexus Energy | 26 | 689 | Co-op | Active-So-130 | 3000 | Solar |  |  | Active Application | Baldwin | 55371 | BALDWIN | BDN02 | Commercial |  | 2020
Connexus Energy | 26 | 689 | Co-op | Active-So-131 | 18 | Solar |  |  | Active Application | Cambridge | 55008 | ISANTI | IST01 | Residential |  | 2020
Connexus Energy | 26 | 689 | Co-op | 1989-Wi-1 | 10 | Wind |  |  | Interconnected | Big Lake | 55309 | BIG LAKE | BLK05 | Residential |  | 1989 | 1989
Connexus Energy | 26 | 689 | Co-op | 2004-So-1 | 1 | Solar |  |  | Interconnected | Elk River | 55330 | BIG LAKE | BLK02 | Residential |  | 2004 | 2004
Connexus Energy | 26 | 689 | Co-op | 2007-So-1 | 9.4 | Solar |  |  | Interconnected | Blaine | 55449 | BLAINE | BLN04 | Residential |  | 2007 | 2007
Connexus Energy | 26 | 689 | Co-op | 2008-So-1 | 1.84 | Solar |  |  | Interconnected | Marine On Saint Croix | 55047 | MAY | MAY03 | Residential |  | 2008 | 2008
Connexus Energy | 26 | 689 | Co-op | 2008-Wi-1 | 10 | Wind |  |  | Interconnected | Elk River | 55330 | ST FRANCIS | STF02 | Residential |  | 2008 | 2008
Connexus Energy | 26 | 689 | Co-op | 2008-Wi-2 | 20 | Wind |  |  | Interconnected | Anoka | 55303 | ST FRANCIS | STF05 | Residential |  | 2008 | 2008
Connexus Energy | 26 | 689 | Co-op | 2009-So-1 | 2.94 | Solar |  |  | Interconnected | Marine On Saint Croix | 55047 | MAY | MAY01 | Residential |  | 2009 | 2009
Connexus Energy | 26 | 689 | Co-op | 2009-So-2 | 3.44 | Solar |  |  | Interconnected | Blaine | 55449 | AIRPORT | APT02 | Residential |  | 2009 | 2009
Connexus Energy | 26 | 689 | Co-op | 2009-So-3 | 4.5 | Solar |  |  | Interconnected | Saint Cloud | 56301 | CABLE | CBL01 | Residential |  | 2009 | 2009
Connexus Energy | 26 | 689 | Co-op | 2009-So-4 | 2.15 | Solar |  |  | Interconnected | Blaine | 55449 | LEXINGTON | LXN04 | Residential |  | 2009 | 2009
Connexus Energy | 26 | 689 | Co-op | 2010-So-1 | 6.48 | Solar |  |  | Interconnected | Ham Lake | 55304 | HAM LAKE | HAM06 | Residential |  | 2010 | 2010
Connexus Energy | 26 | 689 | Co-op | 2010-So-2 | 2.15 | Solar |  |  | Interconnected | Andover | 55304 | ANOKA | AKA01 | Residential |  | 2010 | 2010
Connexus Energy | 26 | 689 | Co-op | 2011-So-1 | 5.76 | Solar |  |  | Interconnected | Big Lake | 55309 | REMMELE | RML06 | Residential |  | 2011 | 2011
Connexus Energy | 26 | 689 | Co-op | 2011-So-2 | 4 | Solar |  |  | Interconnected | White Bear Lake | 55110 | WHITE BEAR | WBR03 | Residential |  | 2011 | 2011
Connexus Energy | 26 | 689 | Co-op | 2011-So-3 | 2 | Solar |  |  | Interconnected | Zimmerman | 55398 | BALDWIN | BDN03 | Residential |  | 2011 | 2011
Connexus Energy | 26 | 689 | Co-op | 2011-So-4 | 5 | Solar |  |  | Interconnected | Clear Lake | 55319 | WEST END | WED12 | Residential |  | 2011 | 2011
Connexus Energy | 26 | 689 | Co-op | 2012-So-1 | 7 | Solar |  |  | Interconnected | Ham Lake | 55304 | HAM LAKE | HAM02 | Residential |  | 2012 | 2012
Connexus Energy | 26 | 689 | Co-op | 2012-So-2 | 12.49 | Solar |  |  | Interconnected | Coon Rapids | 55448 | BUNKER LAKE | BUL07 | Residential |  | 2012 | 2012
Connexus Energy | 26 | 689 | Co-op | 2012-So-3 | 7 | Solar |  |  | Interconnected | Ham Lake | 55304 | HAM LAKE | HAM02 | Residential |  | 2012 | 2012
Connexus Energy | 26 | 689 | Co-op | 2012-So-4 | 7.65 | Solar |  |  | Interconnected | Zimmerman | 55398 | CROWN | CRN02 | Residential |  | 2012 | 2012
Connexus Energy | 26 | 689 | Co-op | 2012-Wi-1 | 10 | Wind |  |  | Interconnected | Becker | 55308 | THOMPSON LAKE | TLK04 | Commercial |  | 2012 | 2012
Connexus Energy | 26 | 689 | Co-op | 2013-So-1 | 8.58 | Solar |  |  | Interconnected | Blaine | 55434 | ISANTI | IST03 | Residential |  | 2013 | 2013
Connexus Energy | 26 | 689 | Co-op | 2013-So-2 | 2.15 | Solar |  |  | Interconnected | Isanti | 55040 | JOHNSONVILLE | JON01 | Residential |  | 2013 | 2013
Connexus Energy | 26 | 689 | Co-op | 2013-So-3 | 7.29 | Solar |  |  | Interconnected | Forest Lake | 55025 | HUGO | HGO02 | Residential |  | 2013 | 2013
Connexus Energy | 26 | 689 | Co-op | 2014-So-1 | 240 | Solar |  |  | Interconnected | Ramsey | 55303 | ENERGY PARK | ENP01 | Community Solar Garden |  | 2014 | 2014
Connexus Energy | 26 | 689 | Co-op | 2014-So-2 | 17.6 | Solar |  |  | Interconnected | Forest Lake | 55025 | HUGO | HGO02 | Residential |  | 2014 | 2014
Connexus Energy | 26 | 689 | Co-op | 2015-So-1 | 8.96 | Solar |  |  | Interconnected | Coon Rapids | 55433 | CROOKED LAKE | CRK05 | Residential |  | 2015 | 2015
Connexus Energy | 26 | 689 | Co-op | 2015-So-10 | 13.5 | Solar |  |  | Interconnected | Anoka | 55303 | ANOKA | STF03 | Residential |  | 2014 | 2015
Connexus Energy | 26 | 689 | Co-op | 2015-So-11 | 11.4 | Solar |  |  | Interconnected | Ham Lake | 55304 | HAM LAKE | HAM06 | Residential |  | 2015 | 2015
Connexus Energy | 26 | 689 | Co-op | 2015-So-12 | 7.5 | Solar |  |  | Interconnected | Andover | 55304 | BUNKER LAKE | BUL01 | Residential |  | 2014 | 2015
Connexus Energy | 26 | 689 | Co-op | 2015-So-13 | 8.8 | Solar |  |  | Interconnected | Ramsey | 55303 | DAYTONPORT | DPT02 | Residential |  | 2015 | 2015
Connexus Energy | 26 | 689 | Co-op | 2015-So-14 | 7.6 | Solar |  |  | Interconnected | Scandia | 55073 | MAY | MAY01 | Residential |  | 2015 | 2015
Connexus Energy | 26 | 689 | Co-op | 2015-So-15 | 3.45 | Solar |  |  | Interconnected | Blaine | 55434 | SPRING LAKE PARK | SLP08 | Residential |  | 2015 | 2015
Connexus Energy | 26 | 689 | Co-op | 2015-So-16 | 4.16 | Solar |  |  | Interconnected | Blaine | 55449 | AIRPORT | APT024 | Residential |  | 2015 | 2015
Connexus Energy | 26 | 689 | Co-op | 2015-So-17 | 5.2 | Solar |  |  | Interconnected | Blaine | 55034 | JOHNSONVILLE | JON01 | Residential |  | 2015 | 2015
Connexus Energy | 26 | 689 | Co-op | 2015-So-2 | 6 | Solar |  |  | Interconnected | Ham Lake | 55304 | JOHNSONVILLE | JON01 | Residential |  | 2014 | 2015
Connexus Energy | 26 | 689 | Co-op | 2015-So-3 | 8.4 | Solar |  |  | Interconnected | Zimmerman | 55398 | ZIMMERMAN | ZIM06 | Residential |  | 2015 | 2015
Connexus Energy | 26 | 689 | Co-op | 2015-So-4 | 5 | Solar |  |  | Interconnected | Cambridge | 55008 | ISANTI | IST06 | Residential |  | 2015 | 2015
Connexus Energy | 26 | 689 | Co-op | 2015-So-5 | 10 | Solar |  |  | Interconnected | Forest Lake | 55025 | FOREST LAKE | FLK01 | Residential |  | 2014 | 2015
Connexus Energy | 26 | 689 | Co-op | 2015-So-6 | 6 | Solar |  |  | Interconnected | Saint Francis | 55070 | CROWN | CRN04 | Residential |  | 2015 | 2015
Connexus Energy | 26 | 689 | Co-op | 2015-So-7 | 10 | Solar |  |  | Interconnected | Coon Rapids | 55448 | SPRING LAKE PARK | SLP07 | Residential |  | 2015 | 2015
Connexus Energy | 26 | 689 | Co-op | 2015-So-8 | 7.6 | Solar |  |  | Interconnected | Ham Lake | 55304 | SODERVILLE | SOD04 | Residential |  | 2015 | 2015
Connexus Energy | 26 | 689 | Co-op | 2015-So-9 | 9.48 | Solar |  |  | Interconnected | Andover | 55304 | ANDOVER | AND03 | Residential |  | 2015 | 2015
Connexus Energy | 26 | 689 | Co-op | 2015-Wi-1 | 8.55 | Wind |  |  | Interconnected | Marine On Saint Croix | 55047 | MAY | MAY03 | Residential |  | 2015 | 2015
Connexus Energy | 26 | 689 | Co-op | 2016-So-1 | 39.53 | Solar |  |  | Interconnected | Clear Lake | 56304 | WEST END | WED02 | Commercial |  | 2016 | 2016
Connexus Energy | 26 | 689 | Co-op | 2016-So-10 | 15.2 | Solar |  |  | Interconnected | Saint Francis | 55070 | ST FRANCIS | STF04 | Residential |  | 2016 | 2016
Connexus Energy | 26 | 689 | Co-op | 2016-So-11 | 10.4 | Solar |  |  | Interconnected | Becker | 55308 | WEST END | WED02 | Residential |  | 2016 | 2016
Connexus Energy | 26 | 689 | Co-op | 2016-So-12 | 3.5 | Solar |  |  | Interconnected | Elk River | 55330 | BIG LAKE | BLK04 | Residential |  | 2016 | 2016
Connexus Energy | 26 | 689 | Co-op | 2016-So-13 | 3.9 | Solar |  |  | Interconnected | Blaine | 55449 | AIRPORT | APT02 | Residential |  | 2016 | 2016
Connexus Energy | 26 | 689 | Co-op | 2016-So-14 | 9 | Solar |  |  | Interconnected | Isanti | 55040 | ST FRANCIS | STF01 | Residential |  | 2016 | 2016
Connexus Energy | 26 | 689 | Co-op | 2016-So-15 | 8.55 | Solar |  |  | Interconnected | Forest Lake | 55025 | MAY | MAY03 | Residential |  | 2016 | 2016
Connexus Energy | 26 | 689 | Co-op | 2016-So-16 | 6.9 | Solar |  |  | Interconnected | Zimmerman | 55398 | CROWN | CRN02 | Residential |  | 2016 | 2016
Connexus Energy | 26 | 689 | Co-op | 2016-So-17 | 3.8 | Solar |  |  | Interconnected | Forest Lake | 55025 | FOREST LAKE | FLK04 | Residential |  | 2016 | 2016
Connexus Energy | 26 | 689 | Co-op | 2016-So-18 | 6.84 | Solar |  |  | Interconnected | Blaine | 55449 | JOHNSONVILLE | JON03 | Residential |  | 2016 | 2016
Connexus Energy | 26 | 689 | Co-op | 2016-So-19 | 6 | Solar |  |  | Interconnected | Zimmerman | 55398 | BALDWIN | BDN03 | Commercial |  | 2016 | 2016
Connexus Energy | 26 | 689 | Co-op | 2016-So-2 | 19.2 | Solar |  |  | Interconnected | Zimmerman | 55398 | ZIMMERMAN | ZIM07 | Residential |  | 2016 | 2016
Connexus Energy | 26 | 689 | Co-op | 2016-So-20 | 7.7 | Solar |  |  | Interconnected | Blaine | 55449 | LEXINGTON | LXN04 | Residential |  | 2016 | 2016
Connexus Energy | 26 | 689 | Co-op | 2016-So-3 | 7.6 | Solar |  |  | Interconnected | Andover | 55304 | BUNKER LAKE | BUL01 | Residential |  | 2016 | 2016
Connexus Energy | 26 | 689 | Co-op | 2016-So-4 | 10 | Solar |  |  | Interconnected | Ham Lake | 55304 | HAM LAKE | HAM02 | Residential |  | 2016 | 2016
Connexus Energy | 26 | 689 | Co-op | 2016-So-5 | 12 | Solar |  |  | Interconnected | Saint Francis | 55070 | ST FRANCIS | STF04 | Residential |  | 2016 | 2016
Connexus Energy | 26 | 689 | Co-op | 2016-So-6 | 2.6 | Solar |  |  | Interconnected | Scandia | 55073 | MAY | MAY01 | Residential |  | 2016 | 2016
Connexus Energy | 26 | 689 | Co-op | 2016-So-7 | 7.28 | Solar |  |  | Interconnected | Andover | 55304 | NORTH BUNKER LAKE | NBL12 | Residential |  | 2016 | 2016
Connexus Energy | 26 | 689 | Co-op | 2016-So-8 | 5.06 | Solar |  |  | Interconnected | Blaine | 55434 | NORTHTOWN | NTN03 | Residential |  | 2016 | 2016
Connexus Energy | 26 | 689 | Co-op | 2016-So-9 | 6.84 | Solar |  |  | Interconnected | Cambridge | 55008 | ISANTI | IST01 | Residential |  | 2016 | 2016
Connexus Energy | 26 | 689 | Co-op | 2017-So-1 | 14.4 | Solar |  |  | Interconnected | Blaine | 55449 | BLAINE | BLN05 | Residential |  | 2017 | 2017
Connexus Energy | 26 | 689 | Co-op | 2017-So-10 | 5.04 | Solar |  |  | Interconnected | Blaine | 55434 | SPRING LAKE PARK | SLP02 | Residential |  | 2017 | 2017
Connexus Energy | 26 | 689 | Co-op | 2017-So-11 | 20.16 | Solar |  |  | Interconnected | Dayton | 55369 | HENNEPIN | HEN02 | Residential |  | 2017 | 2017
Connexus Energy | 26 | 689 | Co-op | 2017-So-12 | 13.68 | Solar |  |  | Interconnected | Ham Lake | 55304 | HAM LAKE | HAM05 | Residential |  | 2017 | 2017
Connexus Energy | 26 | 689 | Co-op | 2017-So-13 | 8.4 | Solar |  |  | Interconnected | Lino Lakes | 55014 | HUGO | HGO04 | Residential |  | 2016 | 2017
Connexus Energy | 26 | 689 | Co-op | 2017-So-14 | 10 | Solar |  |  | Interconnected | Stacy | 55079 | MARTIN LAKE | MLK04 | Residential |  | 2017 | 2017
Connexus Energy | 26 | 689 | Co-op | 2017-So-15 | 10 | Solar |  |  | Interconnected | Anoka | 55303 | RAMSEY | RAM01 | Residential |  | 2016 | 2017
Connexus Energy | 26 | 689 | Co-op | 2017-So-16 | 30 | Solar |  |  | Interconnected | Elk River | 55330 | ZIMMERMAN | ZIM05 | Residential |  | 2016 | 2017
Connexus Energy | 26 | 689 | Co-op | 2017-So-17 | 5.04 | Solar |  |  | Interconnected | Coon Rapids | 55448 | SPRING LAKE PARK | SPL04 | Residential |  | 2017 | 2017
Connexus Energy | 26 | 689 | Co-op | 2017-So-18 | 10.08 | Solar |  |  | Interconnected | Andover | 55304 | CROOKED LAKE | CRK02 | Residential |  | 2017 | 2017
Connexus Energy | 26 | 689 | Co-op | 2017-So-19 | 15.12 | Solar |  |  | Interconnected | Clear Lake | 55319 | WEST END | WED01 | Residential |  | 2017 | 2017
Connexus Energy | 26 | 689 | Co-op | 2017-So-2 | 9.5 | Solar |  |  | Interconnected | Oak Grove | 55303 | ST FRANCIS | STF02 | Residential |  | 2017 | 2017
Connexus Energy | 26 | 689 | Co-op | 2017-So-3 | 7.68 | Solar |  |  | Interconnected | Anoka | 55303 | ST FRANCIS | STF03 | Residential |  | 2017 | 2017
Connexus Energy | 26 | 689 | Co-op | 2017-So-4 | 7.68 | Solar |  |  | Interconnected | Ramsey | 55303 | ENERGY PARK | ENP01 | Residential |  | 2017 | 2017
Connexus Energy | 26 | 689 | Co-op | 2017-So-5 | 22.5 | Solar |  |  | Interconnected | Zimmerman | 55398 | ZIMMERMAN | ZIM03 | Residential |  | 2017 | 2017
Connexus Energy | 26 | 689 | Co-op | 2017-So-6 | 3.84 | Solar |  |  | Interconnected | Blaine | 55434 | AIRPORT | APT02 | Residential |  | 2017 | 2017
Connexus Energy | 26 | 689 | Co-op | 2017-So-7 | 4.8 | Solar |  |  | Interconnected | Blaine | 55434 | AIRPORT | APT03 | Residential |  | 2017 | 2017
Connexus Energy | 26 | 689 | Co-op | 2017-So-8 | 39.6 | Solar |  |  | Interconnected | Forest Lake | 55025 | HUGO | HGO01 | Commercial |  | 2017 | 2017
Connexus Energy | 26 | 689 | Co-op | 2017-So-9 | 3.84 | Solar |  |  | Interconnected | Coon Rapids | 55448 | VILLAGE TEN | VTN02 | Residential |  | 2017 | 2017
Connexus Energy | 26 | 689 | Co-op | 2017-Wi-1 | 10 | Wind |  |  | Interconnected | Elk River | 55330 | BIG LAKE | BLK05 | Residential |  | 2017 | 2017
Connexus Energy | 26 | 689 | Co-op | 2018-So-1 | 3375 | Solar |  |  | Interconnected | Ramsey | 55303 | ENERGY PARK | ENP03 | Utility |  | 2018 | 2018
Connexus Energy | 26 | 689 | Co-op | 2018-So-10 | 6 | Solar |  |  | Interconnected | Clear Lake | 55319 | West End | WED23 | Residential |  | 2017 | 2018
Connexus Energy | 26 | 689 | Co-op | 2018-So-11 | 3.8 | Solar |  |  | Interconnected | Oak Grove | 55303 | St. Francis | STF05 | Residential |  | 2018 | 2018
Connexus Energy | 26 | 689 | Co-op | 2018-So-12 | 5 | Solar |  |  | Interconnected | Blaine | 55449 | Blaine | BLN05 | Residential |  | 2018 | 2018
Connexus Energy | 26 | 689 | Co-op | 2018-So-13 | 6 | Solar |  |  | Interconnected | Cambridge | 55008 | Isanti | IST04 | Residential |  | 2018 | 2018
Connexus Energy | 26 | 689 | Co-op | 2018-So-14 | 5 | Solar |  |  | Interconnected | Forest Lake | 55025 | Forest Lake | FLK22 | Residential |  | 2018 | 2018
Connexus Energy | 26 | 689 | Co-op | 2018-So-15 | 7.68 | Solar |  |  | Interconnected | Ham Lake | 55304 | Ham Lake | HAM04 | Residential |  | 2018 | 2018
Connexus Energy | 26 | 689 | Co-op | 2018-So-16 | 10 | Solar |  |  | Interconnected | Coon Rapids | 55448 | Spring Lake Park | SLP02 | Residential |  | 2018 | 2018
Connexus Energy | 26 | 689 | Co-op | 2018-So-17 | 360 | Solar |  |  | Interconnected | White Bear Lake | 55127 | White Bear | WBR01 | Commercial |  | 2017 | 2018
Connexus Energy | 26 | 689 | Co-op | 2018-So-18 | 360 | Solar |  |  | Interconnected | White Bear Lake | 55127 | White Bear | WBR01 | Commercial |  | 2017 | 2018
Connexus Energy | 26 | 689 | Co-op | 2018-So-19 | 8.125 | Solar |  |  | Interconnected | Elk River | 55330 | Big Lake | BLK02 | Residential |  | 2018 | 2018
Connexus Energy | 26 | 689 | Co-op | 2018-So-2 | 4250 | Solar |  |  | Interconnected | Athens | 55040 | ISANTI | IST02 | Utility |  | 2018 | 2018
Connexus Energy | 26 | 689 | Co-op | 2018-So-20 | 18.7 | Solar |  |  | Interconnected | Andover | 55304 | Ramsey | RAM02 | Residential |  | 2018 | 2018
Connexus Energy | 26 | 689 | Co-op | 2018-So-21 | 6 | Solar |  |  | Interconnected | Blaine | 55449 | Johnsville | JON03 | Residential |  | 2018 | 2018
Connexus Energy | 26 | 689 | Co-op | 2018-So-22 | 6 | Solar |  |  | Interconnected | Blaine | 55434 | Spring Lake Park | SLP01 | Residential |  | 2018 | 2018
Connexus Energy | 26 | 689 | Co-op | 2018-So-23 | 7.24 | Solar |  |  | Interconnected | Anoka | 55303 | Anoka | AKA02 | Residential |  | 2018 | 2018
Connexus Energy | 26 | 689 | Co-op | 2018-So-3 | 2375 | Solar |  |  | Interconnected | Athens | 55040 | COOPERS CORNER | CCP03 | Utility |  | 2018 | 2018
Connexus Energy | 26 | 689 | Co-op | 2018-So-4 | 18 | Solar |  |  | Interconnected | Coon Rapids | 55448 | Village Ten | VTN06 | Residential |  | 2018 | 2018
Connexus Energy | 26 | 689 | Co-op | 2018-So-5 | 6 | Solar |  |  | Interconnected | Ham Lake | 55304 | Soderville | SOD03 | Residential |  | 2017 | 2018
Connexus Energy | 26 | 689 | Co-op | 2018-So-6 | 4 | Solar |  |  | Interconnected | Hugo | 55038 | May | MAY03 | Residential |  | 2018 | 2018
Connexus Energy | 26 | 689 | Co-op | 2018-So-7 | 10 | Solar |  |  | Interconnected | Big Lake | 55309 | Thompson Lake | TLK01 | Residential |  | 2018 | 2018
Connexus Energy | 26 | 689 | Co-op | 2018-So-8 | 3.84 | Solar |  |  | Interconnected | Blaine | 55434 | Airport | APT03 | Residential |  | 2018 | 2018
Connexus Energy | 26 | 689 | Co-op | 2018-So-9 | 5.8 | Solar |  |  | Interconnected | Lino Lakes | 55014 | Hugo | HGO04 | Residential |  | 2018 | 2018
Connexus Energy | 26 | 689 | Co-op | 2018-St-1 | 6000 | Storage |  |  | Interconnected | Ramsey | 55303 | ENERGY PARK | ENP03 | Utility |  | 2018 | 2018
Connexus Energy | 26 | 689 | Co-op | 2018-St-2 | 6000 | Storage |  |  | Interconnected | Athens | 55040 | ISANTI | IST02 | Utility |  | 2018 | 2018
Connexus Energy | 26 | 689 | Co-op | 2018-St-3 | 3000 | Storage |  |  | Interconnected | Athens | 55040 | COOPERS CORNER | CCP03 | Utility |  | 2018 | 2018
Connexus Energy | 26 | 689 | Co-op | 2019-So-1 | 33.3 | Solar |  |  | Interconnected | White Bear Lake | 55127 | VADNAIS HEIGHTS | VDH02 | Commercial |  | 2019 | 2019
Connexus Energy | 26 | 689 | Co-op | 2019-So-10 | 6.38 | Solar |  |  | Interconnected | Forest Lake | 55025 | FOREST LAKE | FLK02 | Residential |  | 2019 | 2019
Connexus Energy | 26 | 689 | Co-op | 2019-So-11 | 15.2 | Solar |  |  | Interconnected | Ramsey | 55303 | ANOKA | AKA04 | Residential |  | 2019 | 2019
Connexus Energy | 26 | 689 | Co-op | 2019-So-12 | 3.8 | Solar |  |  | Interconnected | Forest Lake | 55025 | HUGO | HGO02 | Residential |  | 2019 | 2019
Connexus Energy | 26 | 689 | Co-op | 2019-So-13 | 12 | Solar |  |  | Interconnected | Big Lake | 55309 | BIG LAKE | BLK05 | Residential |  | 2019 | 2019
Connexus Energy | 26 | 689 | Co-op | 2019-So-14 | 7.6 | Solar |  |  | Interconnected | Ham Lake | 55304 | SODERVILLE | SOD03 | Residential |  | 2019 | 2019
Connexus Energy | 26 | 689 | Co-op | 2019-So-15 | 5 | Solar |  |  | Interconnected | Andover | 55304 | ANDOVER | AND04 | Residential |  | 2019 | 2019
Connexus Energy | 26 | 689 | Co-op | 2019-So-16 | 15.2 | Solar |  |  | Interconnected | Zimmerman | 55398 | ZIMMERMAN | ZIM06 | Residential |  | 2019 | 2019
Connexus Energy | 26 | 689 | Co-op | 2019-So-17 | 6 | Solar |  |  | Interconnected | Big Lake | 55309 | WEST END | WED02 | Residential |  | 2019 | 2019
Connexus Energy | 26 | 689 | Co-op | 2019-So-18 | 5.89 | Solar |  |  | Interconnected | Big Lake | 55309 | REMMELE | RML05 | Residential |  | 2019 | 2019
Connexus Energy | 26 | 689 | Co-op | 2019-So-19 | 7.6 | Solar |  |  | Interconnected | Zimmerman | 55398 | CROWN | CRN02 | Residential |  | 2019 | 2019
Connexus Energy | 26 | 689 | Co-op | 2019-So-2 | 11.4 | Solar |  |  | Interconnected | White Bear Lake | 55110 | VADNAIS HEIGHTS | VDH02 | Commercial |  | 2019 | 2019
Connexus Energy | 26 | 689 | Co-op | 2019-So-20 | 6.19 | Solar |  |  | Interconnected | White Bear Lake | 55110 | VADNAIS HEIGHTS | VDH04 | Residential |  | 2019 | 2019
Connexus Energy | 26 | 689 | Co-op | 2019-So-21 | 0.9 | Solar |  |  | Interconnected | Isanti | 55040 | MARTIN LAKE | MLK04 | Residential |  | 2019 | 2019
Connexus Energy | 26 | 689 | Co-op | 2019-So-22 | 5.76 | Solar |  |  | Interconnected | Cedar | 55011 | EAST BETHEL | EBL02 | Residential |  | 2019 | 2019
Connexus Energy | 26 | 689 | Co-op | 2019-So-23 | 7.67 | Solar |  |  | Interconnected | Forest Lake | 55025 | FOREST LAKE | FLK01 | Residential |  | 2019 | 2019
Connexus Energy | 26 | 689 | Co-op | 2019-So-24 | 3.48 | Solar |  |  | Interconnected | Blaine | 55449 | LEXINGTON | LXN04 | Residential |  | 2019 | 2019
Connexus Energy | 26 | 689 | Co-op | 2019-So-25 | 6 | Solar |  |  | Interconnected | Vadnais Heights | 55127 | VADNAIS HEIGHTS | VDH03 | Residential |  | 2019 | 2019
Connexus Energy | 26 | 689 | Co-op | 2019-So-26 | 8.41 | Solar |  |  | Interconnected | Coon Rapids | 55448 | NORTH BUNKER LK | NBL13 | Residential |  | 2019 | 2019
Connexus Energy | 26 | 689 | Co-op | 2019-So-27 | 12.18 | Solar |  |  | Interconnected | Isanti | 55040 | ISANTI | IST06 | Residential |  | 2019 | 2019
Connexus Energy | 26 | 689 | Co-op | 2019-So-28 | 7.6 | Solar |  |  | Interconnected | Coon Rapids | 55448 | NORTH BUNKER LK | NBL13 | Residential |  | 2019 | 2019
Connexus Energy | 26 | 689 | Co-op | 2019-So-29 | 7.6 | Solar |  |  | Interconnected | Saint Francis | 55070 | SAINT FRANCIS | STF04 | Residential |  | 2019 | 2019
Connexus Energy | 26 | 689 | Co-op | 2019-So-3 | 20 | Solar |  |  | Interconnected | White Bear Lake | 55110 | VADNAIS HEIGHTS | VDH02 | Commercial |  | 2019 | 2019
Connexus Energy | 26 | 689 | Co-op | 2019-So-30 | 3.8 | Solar |  |  | Interconnected | Blaine | 55449 | JOHNSVILLE | JON05 | Residential |  | 2019 | 2019
Connexus Energy | 26 | 689 | Co-op | 2019-So-31 | 8.12 | Solar |  |  | Interconnected | Andover | 55304 | RAMSEY | RAM02 | Residential |  | 2019 | 2019
Connexus Energy | 26 | 689 | Co-op | 2019-So-32 | 34.2 | Solar |  |  | Interconnected | Zimmerman | 55398 | BALDWIN | BDN03 | Residential |  | 2019 | 2019
Connexus Energy | 26 | 689 | Co-op | 2019-So-33 | 5 | Solar |  |  | Interconnected | Centerville | 55038 | HUGO | HGO03 | Residential |  | 2019 | 2019
Connexus Energy | 26 | 689 | Co-op | 2019-So-34 | 19.14 | Solar |  |  | Interconnected | Elk River | 55330 | ANOKA | AKA06 | Residential |  | 2019 | 2019
Connexus Energy | 26 | 689 | Co-op | 2019-So-35 | 6.96 | Solar |  |  | Interconnected | Andover | 56304 | RAMSEY | RAM02 | Residential |  | 2019 | 2019
Connexus Energy | 26 | 689 | Co-op | 2019-So-36 | 20 | Solar |  |  | Interconnected | Oak Grove | 55011 | EAST BETHEL | EBL02 | Residential |  | 2019 | 2019
Connexus Energy | 26 | 689 | Co-op | 2019-So-37 | 12 | Solar |  |  | Interconnected | Ham Lake | 55304 | HAM LAKE | HAM05 | Residential |  | 2019 | 2019
Connexus Energy | 26 | 689 | Co-op | 2019-So-38 | 7.6 | Solar |  |  | Interconnected | Princeton | 55371 | BALDWIN | BDN22 | Residential |  | 2019 | 2019
Connexus Energy | 26 | 689 | Co-op | 2019-So-39 | 3 | Solar |  |  | Interconnected | Ramsey | 55303 | RAMSEY | RAM04 | Residential |  | 2019 | 2019
Connexus Energy | 26 | 689 | Co-op | 2019-So-4 | 10 | Solar |  |  | Interconnected | White Bear Lake | 55110 | VADNAIS HEIGHTS | VDH02 | Commercial |  | 2019 | 2019
Connexus Energy | 26 | 689 | Co-op | 2019-So-5 | 7.6 | Solar |  |  | Interconnected | Oak Grove | 55303 | SAINT FRANCIS | STF03 | Residential |  | 2019 | 2019
Connexus Energy | 26 | 689 | Co-op | 2019-So-6 | 6.67 | Solar |  |  | Interconnected | Zimmerman | 55398 | ZIMMERMAN | ZIM07 | Residential |  | 2019 | 2019
Connexus Energy | 26 | 689 | Co-op | 2019-So-7 | 12 | Solar |  |  | Interconnected | Becker | 55308 | WEST BECKER | WBK02 | Residential |  | 2019 | 2019
Connexus Energy | 26 | 689 | Co-op | 2019-So-8 | 6.96 | Solar |  |  | Interconnected | Ramsey | 55303 | RAMSEY | RAM04 | Residential |  | 2019 | 2019
Connexus Energy | 26 | 689 | Co-op | 2019-So-9 | 7.6 | Solar |  |  | Interconnected | Elk River | 55330 | ZIMMERMAN | ZIM03 | Residential |  | 2019 | 2019
Connexus Energy | 26 | 689 | Co-op | 2019-St-1 | 5 | Storage |  |  | Interconnected | Blaine | 55449 | JOHNSVILLE | JON03 | Residential |  | 2019 | 2019
Connexus Energy | 26 | 689 | Co-op | 2020-So-1 | 3.8 | Solar |  |  | Interconnected | Andover | 55304 | BUNKER LAKE | BUL01 | Residential |  | 2020 | 2020
Connexus Energy | 26 | 689 | Co-op | 2020-So-10 | 4.32 | Solar |  |  | Interconnected | Andover | 55304 | BUNKER LAKE | BUL06 | Residential |  | 2019 | 2020
Connexus Energy | 26 | 689 | Co-op | 2020-So-100 | 5 | Solar |  |  | Interconnected | Ramsey | 55303 | ENERGY PARK | ENP01 | Residential |  | 2020 | 2020
Connexus Energy | 26 | 689 | Co-op | 2020-So-101 | 21 | Solar |  |  | Interconnected | Forest Lake | 55025 | FOREST LAKE | FLK04 | Residential |  | 2020 | 2020
Connexus Energy | 26 | 689 | Co-op | 2020-So-102 | 10 | Solar |  |  | Interconnected | Stillwater | 55082 | MAY | MAY02 | Residential |  | 2019 | 2020
Connexus Energy | 26 | 689 | Co-op | 2020-So-103 | 11.6 | Solar |  |  | Interconnected | Lino Lakes | 55038 | WHITE BEAR | WBR03 | Residential |  | 2020 | 2020
Connexus Energy | 26 | 689 | Co-op | 2020-So-104 | 5 | Solar |  |  | Interconnected | Isanti | 55040 | ISANTI | IST03 | Residential |  | 2019 | 2020
Connexus Energy | 26 | 689 | Co-op | 2020-So-105 | 10 | Solar |  |  | Interconnected | Ramsey | 55303 | ANOKA | AKA04 | Residential |  | 2020 | 2020
Connexus Energy | 26 | 689 | Co-op | 2020-So-106 | 9.44 | Solar |  |  | Interconnected | Zimmerman | 55398 | BALDWIN | BDN03 | Residential |  | 2019 | 2020
Connexus Energy | 26 | 689 | Co-op | 2020-So-107 | 3.8 | Solar |  |  | Interconnected | Isanti | 55040 | ISANTI | IST03 | Residential |  | 2019 | 2020
Connexus Energy | 26 | 689 | Co-op | 2020-So-108 | 3.8 | Solar |  |  | Interconnected | Ham Lake | 55304 | SODERVILLE | SOD05 | Residential |  | 2020 | 2020
Connexus Energy | 26 | 689 | Co-op | 2020-So-109 | 3 | Solar |  |  | Interconnected | Saint Francis | 55070 | SAINT FRANCIS | STF04 | Residential |  | 2020 | 2020
Connexus Energy | 26 | 689 | Co-op | 2020-So-11 | 7.6 | Solar |  |  | Interconnected | Stacy | 55079 | MARTIN LAKE | MLK04 | Residential |  | 2020 | 2020
Connexus Energy | 26 | 689 | Co-op | 2020-So-110 | 4.6 | Solar |  |  | Interconnected | Coon Rapids | 55448 | SPRIKE LAKE PK | SLP05 | Residential |  | 2020 | 2020
Connexus Energy | 26 | 689 | Co-op | 2020-So-111 | 6 | Solar |  |  | Interconnected | Andover | 55304 | ANDOVER | AND04 | Residential |  | 2020 | 2020
Connexus Energy | 26 | 689 | Co-op | 2020-So-112 | 6 | Solar |  |  | Interconnected | Stacy | 55079 | MARTIN LAKE | MLK22 | Residential |  | 2020 | 2020
Connexus Energy | 26 | 689 | Co-op | 2020-So-113 | 10 | Solar |  |  | Interconnected | Lino Lakes | 55014 | BLAINE | BLN06 | Residential |  | 2020 | 2020
Connexus Energy | 26 | 689 | Co-op | 2020-So-114 | 5 | Solar |  |  | Interconnected | Big Lake | 55309 | REMMELE | RML06 | Residential |  | 2020 | 2020
Connexus Energy | 26 | 689 | Co-op | 2020-So-115 | 10.47 | Solar |  |  | Interconnected | Hugo | 55038 | HUGO | HGO03 | Residential |  | 2020 | 2020
Connexus Energy | 26 | 689 | Co-op | 2020-So-116 | 8.12 | Solar |  |  | Interconnected | Ramsey | 55303 | ANOKA | AKA01 | Residential |  | 2020 | 2020
Connexus Energy | 26 | 689 | Co-op | 2020-So-117 | 15.2 | Solar |  |  | Interconnected | Andover | 56304 | SODERVILLE | SOD05 | Residential |  | 2019 | 2020
Connexus Energy | 26 | 689 | Co-op | 2020-So-118 | 14.658 | Solar |  |  | Interconnected | Saint Francis | 55070 | SAINT FRANCIS | STF01 | Residential |  | 2020 | 2020
Connexus Energy | 26 | 689 | Co-op | 2020-So-119 | 3.288 | Solar |  |  | Interconnected | Vadnais Heights | 55127 | VADNAIS HEIGHTS | VDH22 | Residential |  | 2020 | 2020
Connexus Energy | 26 | 689 | Co-op | 2020-So-12 | 9.28 | Solar |  |  | Interconnected | Scandia | 55073 | MAY | MAY01 | Residential |  | 2019 | 2020
Connexus Energy | 26 | 689 | Co-op | 2020-So-120 | 3.8 | Solar |  |  | Interconnected | Big Lake | 55309 | THOMPSON LAKE | TLK03 | Residential |  | 2020 | 2020
Connexus Energy | 26 | 689 | Co-op | 2020-So-121 | 4.35 | Solar |  |  | Interconnected | Blaine | 55449 | BLAINE | BLN21 | Residential |  | 2020 | 2020
Connexus Energy | 26 | 689 | Co-op | 2020-So-122 | 5 | Solar |  |  | Interconnected | Ham Lake | 55304 | BLAINE | BLN01 | Residential |  | 2020 | 2020
Connexus Energy | 26 | 689 | Co-op | 2020-So-123 | 8.41 | Solar |  |  | Interconnected | Ramsey | 55303 | ANOKA | AKA04 | Residential |  | 2020 | 2020
Connexus Energy | 26 | 689 | Co-op | 2020-So-124 | 15.2 | Solar |  |  | Interconnected | Andover | 55304 | SODERVILLE | SOD05 | Residential |  | 2019 | 2020
Connexus Energy | 26 | 689 | Co-op | 2020-So-125 | 5 | Solar |  |  | Interconnected | Big Lake | 55309 | THOMPSON LAKE | TLK03 | Residential |  | 2020 | 2020
Connexus Energy | 26 | 689 | Co-op | 2020-So-126 | 6.03 | Solar |  |  | Interconnected | Andover | 55304 | ANDOVER | AND06 | Residential |  | 2020 | 2020
Connexus Energy | 26 | 689 | Co-op | 2020-So-127 | 7.6 | Solar |  |  | Interconnected | Isanti | 55040 | CROWN | CRN01 | Residential |  | 2020 | 2020
Connexus Energy | 26 | 689 | Co-op | 2020-So-128 | 7.6 | Solar |  |  | Interconnected | Ham Lake | 55304 | SODERVILLE | SOD03 | Residential |  | 2020 | 2020
Connexus Energy | 26 | 689 | Co-op | 2020-So-13 | 5 | Solar |  |  | Interconnected | Ramsey | 55303 | RAMSEY | RAM04 | Residential |  | 2019 | 2020
Connexus Energy | 26 | 689 | Co-op | 2020-So-14 | 7.2 | Solar |  |  | Interconnected | Isanti | 55040 | ISANTI | IST04 | Residential |  | 2020 | 2020
Connexus Energy | 26 | 689 | Co-op | 2020-So-15 | 5.65 | Solar |  |  | Interconnected | Andover | 55304 | HAM LAKE | HAM03 | Residential |  | 2020 | 2020
Connexus Energy | 26 | 689 | Co-op | 2020-So-16 | 7.6 | Solar |  |  | Interconnected | Ham Lake | 55304 | HAM LAKE | HAM02 | Residential |  | 2020 | 2020
Connexus Energy | 26 | 689 | Co-op | 2020-So-17 | 6 | Solar |  |  | Interconnected | Zimmerman | 55398 | ZIMMERMAN | ZIM07 | Residential |  | 2020 | 2020
Connexus Energy | 26 | 689 | Co-op | 2020-So-18 | 7.6 | Solar |  |  | Interconnected | Coon Rapids | 55448 | SPRING LAKE PK | SLP02 | Residential |  | 2020 | 2020
Connexus Energy | 26 | 689 | Co-op | 2020-So-19 | 16 | Solar |  |  | Interconnected | Oak Grove | 55303 | SAINT FRANCIS | STF05 | Residential |  | 2020 | 2020
Connexus Energy | 26 | 689 | Co-op | 2020-So-2 | 15.2 | Solar |  |  | Interconnected | Cedar | 55011 | EAST BETHEL | EBL05 | Residential |  | 2020 | 2020
Connexus Energy | 26 | 689 | Co-op | 2020-So-20 | 5 | Solar |  |  | Interconnected | Ham Lake | 55304 | BLAINE | BLN01 | Residential |  | 2020 | 2020
Connexus Energy | 26 | 689 | Co-op | 2020-So-21 | 28.8 | Solar |  |  | Interconnected | Blaine | 55303 | LEXINGTON | LXN02 | Commercial |  | 2020 | 2020
Connexus Energy | 26 | 689 | Co-op | 2020-So-22 | 37.5 | Solar |  |  | Interconnected | Saint Cloud | 56301 | NORTH BUNKER LK | NBL15 | Commercial |  | 2020 | 2020
Connexus Energy | 26 | 689 | Co-op | 2020-So-23 | 5 | Solar |  |  | Interconnected | Ramsey | 55303 | RAMSEY | RAM04 | Residential |  | 2019 | 2020
Connexus Energy | 26 | 689 | Co-op | 2020-So-24 | 100 | Solar |  |  | Interconnected | Zimmerman | 55398 | ZIMMERMAN | ZIM03 | Residential |  | 2020 | 2020
Connexus Energy | 26 | 689 | Co-op | 2020-So-25 | 15.36 | Solar |  |  | Interconnected | East Bethel | 55092 | MARTIN LAKE | MLK04 | Residential |  | 2020 | 2020
Connexus Energy | 26 | 689 | Co-op | 2020-So-26 | 7.6 | Solar |  |  | Interconnected | Forest Lake | 55025 | FOREST LAKE | FLK01 | Residential |  | 2020 | 2020
Connexus Energy | 26 | 689 | Co-op | 2020-So-27 | 35.09 | Solar |  |  | Interconnected | Nowthen | 55330 | ANOKA | AKA06 | Residential |  | 2019 | 2020
Connexus Energy | 26 | 689 | Co-op | 2020-So-28 | 11.168 | Solar |  |  | Interconnected | Andover | 55304 | ANDOVER | AND04 | Residential |  | 2020 | 2020
Connexus Energy | 26 | 689 | Co-op | 2020-So-29 | 11.7 | Solar |  |  | Interconnected | Saint Francis | 55070 | SAINT FRANCIS | STF06 | Residential |  | 2019 | 2020
Connexus Energy | 26 | 689 | Co-op | 2020-So-3 | 5.235 | Solar |  |  | Interconnected | Scandia | 55037 | MAY | MAY01 | Residential |  | 2020 | 2020
Connexus Energy | 26 | 689 | Co-op | 2020-So-30 | 7.6 | Solar |  |  | Interconnected | Isanti | 55040 | ISANTI | IST03 | Residential |  | 2019 | 2020
Connexus Energy | 26 | 689 | Co-op | 2020-So-31 | 8.376 | Solar |  |  | Interconnected | Oak Grove | 55011 | EAST BETHEL | EBL05 | Residential |  | 2020 | 2020
Connexus Energy | 26 | 689 | Co-op | 2020-So-32 | 9.28 | Solar |  |  | Interconnected | Isanti | 55040 | ISANTI | IST04 | Residential |  | 2019 | 2020
Connexus Energy | 26 | 689 | Co-op | 2020-So-33 | 4.8 | Solar |  |  | Interconnected | Stacy | 55079 | MARTIN LAKE | MLK22 | Residential |  | 2019 | 2020
Connexus Energy | 26 | 689 | Co-op | 2020-So-34 | 7.6 | Solar |  |  | Interconnected | Ramsey | 55303 | ANOKA | AKA01 | Residential |  | 2020 | 2020
Connexus Energy | 26 | 689 | Co-op | 2020-So-35 | 5 | Solar |  |  | Interconnected | Forest Lake | 55025 | MAY | MAY03 | Residential |  | 2019 | 2020
Connexus Energy | 26 | 689 | Co-op | 2020-So-36 | 5 | Solar |  |  | Interconnected | Blaine | 55434 | SPRING LAKE PK | SLP06 | Residential |  | 2020 | 2020
Connexus Energy | 26 | 689 | Co-op | 2020-So-37 | 10 | Solar |  |  | Interconnected | Bethel | 55005 | MARTIN LAKE | MLK03 | Residential |  | 2020 | 2020
Connexus Energy | 26 | 689 | Co-op | 2020-So-38 | 16.4 | Solar |  |  | Interconnected | Zimmerman | 55398 | BALDWIN | BDN03 | Residential |  | 2020 | 2020
Connexus Energy | 26 | 689 | Co-op | 2020-So-39 | 4.93 | Solar |  |  | Interconnected | Vadnais Heights | 55127 | VADNAIS HEIGHTS | VDH03 | Residential |  | 2020 | 2020
Connexus Energy | 26 | 689 | Co-op | 2020-So-4 | 5 | Solar |  |  | Interconnected | Blaine | 55434 | SPRING LAKE PK | SLP01 | Residential |  | 2020 | 2020
Connexus Energy | 26 | 689 | Co-op | 2020-So-40 | 7.6 | Solar |  |  | Interconnected | Blaine | 55449 | AIRPORT | APT05 | Residential |  | 2020 | 2020
Connexus Energy | 26 | 689 | Co-op | 2020-So-41 | 10 | Solar |  |  | Interconnected | Lino Lakes | 55014 | BLAINE | BLN06 | Residential |  | 2019 | 2020
Connexus Energy | 26 | 689 | Co-op | 2020-So-42 | 13.92 | Solar |  |  | Interconnected | Marine On Saint Croix | 55047 | MAY | MAY01 | Residential |  | 2020 | 2020
Connexus Energy | 26 | 689 | Co-op | 2020-So-43 | 15.2 | Solar |  |  | Interconnected | Ramsey | 55303 | ANOKA | AKA04 | Residential |  | 2019 | 2020
Connexus Energy | 26 | 689 | Co-op | 2020-So-44 | 7.6 | Solar |  |  | Interconnected | Ham Lake | 55304 | SODERVILLE | SOD04 | Residential |  | 2020 | 2020
Connexus Energy | 26 | 689 | Co-op | 2020-So-45 | 10 | Solar |  |  | Interconnected | East Bethel | 55005 | MARTIN LAKE | MLK03 | Residential |  | 2020 | 2020
Connexus Energy | 26 | 689 | Co-op | 2020-So-46 | 3.8 | Solar |  |  | Interconnected | Zimmerman | 55398 | ZIMMERMAN | ZIM03 | Residential |  | 2020 | 2020
Connexus Energy | 26 | 689 | Co-op | 2020-So-47 | 11.4 | Solar |  |  | Interconnected | Saint Francis | 55070 | SAINT FRANCIS | STF01 | Residential |  | 2020 | 2020
Connexus Energy | 26 | 689 | Co-op | 2020-So-48 | 7.6 | Solar |  |  | Interconnected | Coon Rapids | 55448 | NORTH BUNKER LK | NBL13 | Residential |  | 2020 | 2020
Connexus Energy | 26 | 689 | Co-op | 2020-So-49 | 11.6 | Solar |  |  | Interconnected | Andover | 55304 | ANDOVER | AND06 | Residential |  | 2020 | 2020
Connexus Energy | 26 | 689 | Co-op | 2020-So-5 | 11.4 | Solar |  |  | Interconnected | Zimmerman | 55398 | BALDWIN | BDN03 | Residential |  | 2020 | 2020
Connexus Energy | 26 | 689 | Co-op | 2020-So-50 | 10 | Solar |  |  | Interconnected | Andover | 55304 | CROOKED LAKE | CRK04 | Residential |  | 2020 | 2020
Connexus Energy | 26 | 689 | Co-op | 2020-So-51 | 6.2 | Solar |  |  | Interconnected | Coon Rapids | 55448 | BUNKER LAKE | BUL07 | Residential |  | 2020 | 2020
Connexus Energy | 26 | 689 | Co-op | 2020-So-52 | 15.2 | Solar |  |  | Interconnected | Clear Lake | 55319 | WEST END | WED01 | Residential |  | 2020 | 2020
Connexus Energy | 26 | 689 | Co-op | 2020-So-53 | 15.2 | Solar |  |  | Interconnected | Clear Lake | 55319 | WEST END | WED01 | Residential |  | 2019 | 2020
Connexus Energy | 26 | 689 | Co-op | 2020-So-54 | 39.9 | Solar |  |  | Interconnected | Blaine | 55449 | AIRPORT | APT25 | Commercial |  | 2020 | 2020
Connexus Energy | 26 | 689 | Co-op | 2020-So-55 | 12 | Solar |  |  | Interconnected | Blaine | 55449 | BLAINE | BLN21 | Residential |  | 2019 | 2020
Connexus Energy | 26 | 689 | Co-op | 2020-So-56 | 4.32 | Solar |  |  | Interconnected | Blaine | 55449 | BLAINE | BLN21 | Residential |  | 2019 | 2020
Connexus Energy | 26 | 689 | Co-op | 2020-So-57 | 7.6 | Solar |  |  | Interconnected | Forest Lake | 55025 | MAY | MAY03 | Residential |  | 2020 | 2020
Connexus Energy | 26 | 689 | Co-op | 2020-So-58 | 10 | Solar |  |  | Interconnected | Blaine | 55449 | BLAINE | BLN06 | Residential |  | 2020 | 2020
Connexus Energy | 26 | 689 | Co-op | 2020-So-59 | 5.76 | Solar |  |  | Interconnected | East Bethel | 55005 | COOPERS CORNER | CPC05 | Residential |  | 2020 | 2020
Connexus Energy | 26 | 689 | Co-op | 2020-So-6 | 10.56 | Solar |  |  | Interconnected | Elk River | 55330 | BIG LAKE | BLK05 | Residential |  | 2019 | 2020
Connexus Energy | 26 | 689 | Co-op | 2020-So-60 | 5 | Solar |  |  | Interconnected | Ramsey | 55303 | ANOKA | AKA03 | Residential |  | 2019 | 2020
Connexus Energy | 26 | 689 | Co-op | 2020-So-61 | 7.6 | Solar |  |  | Interconnected | Dayton | 55327 | ENERGY PARK | ENP05 | Residential |  | 2020 | 2020
Connexus Energy | 26 | 689 | Co-op | 2020-So-62 | 39.6 | Solar |  |  | Interconnected | Stacy | 55079 | MARTIN LAKE | MLK22 | Commercial |  | 2020 | 2020
Connexus Energy | 26 | 689 | Co-op | 2020-So-63 | 10 | Solar |  |  | Interconnected | Ham Lake | 55304 | EAST BETHEL | EBL03 | Residential |  | 2020 | 2020
Connexus Energy | 26 | 689 | Co-op | 2020-So-64 | 3.8 | Solar |  |  | Interconnected | Coon Rapids | 55448 | BUNKER LAKE | BUL07 | Residential |  | 2020 | 2020
Connexus Energy | 26 | 689 | Co-op | 2020-So-65 | 8.99 | Solar |  |  | Interconnected | Ham Lake | 55304 | HAM LAKE | HAM01 | Residential |  | 2019 | 2020
Connexus Energy | 26 | 689 | Co-op | 2020-So-66 | 13.6 | Solar |  |  | Interconnected | Andover | 55304 | ANDOVER | AND03 | Residential |  | 2020 | 2020
Connexus Energy | 26 | 689 | Co-op | 2020-So-67 | 28.8 | Solar |  |  | Interconnected | Oak Grove | 55011 | SAINT FRANCIS | STF03 | Residential |  | 2020 | 2020
Connexus Energy | 26 | 689 | Co-op | 2020-So-68 | 21 | Solar |  |  | Interconnected | Saint Cloud | 55371 | BALDWIN | BDN21 | Residential |  | 2020 | 2020
Connexus Energy | 26 | 689 | Co-op | 2020-So-69 | 11.4 | Solar |  |  | Interconnected | Big Lake | 55309 | BIG LAKE | BLK05 | Residential |  | 2020 | 2020
Connexus Energy | 26 | 689 | Co-op | 2020-So-7 | 39.9 | Solar |  |  | Interconnected | Andover | 55304 | NORTH BUNKER LAKE | NBL15 | Commercial |  | 2020 | 2020
Connexus Energy | 26 | 689 | Co-op | 2020-So-70 | 6.96 | Solar |  |  | Interconnected | Isanti | 55040 | COOPERS CORNER | CPC05 | Residential |  | 2020 | 2020
Connexus Energy | 26 | 689 | Co-op | 2020-So-71 | 5 | Solar |  |  | Interconnected | Andover | 55304 | SODERVILLE | SOD05 | Residential |  | 2020 | 2020
Connexus Energy | 26 | 689 | Co-op | 2020-So-72 | 7.25 | Solar |  |  | Interconnected | Scandia | 55047 | MAY | MAY03 | Residential |  | 2020 | 2020
Connexus Energy | 26 | 689 | Co-op | 2020-So-73 | 16 | Solar |  |  | Interconnected | Zimmerman | 55398 | ZIMMERMAN | ZIM02 | Residential |  | 2020 | 2020
Connexus Energy | 26 | 689 | Co-op | 2020-So-74 | 5 | Solar |  |  | Interconnected | Stacy | 55079 | MARTIN LAKE | MLK22 | Residential |  | 2020 | 2020
Connexus Energy | 26 | 689 | Co-op | 2020-So-75 | 11.4 | Solar |  |  | Interconnected | Hugo | 55038 | HUGO | HGO02 | Residential |  | 2020 | 2020
Connexus Energy | 26 | 689 | Co-op | 2020-So-76 | 5 | Solar |  |  | Interconnected | Isanti | 55040 | ISANTI | IST01 | Residential |  | 2020 | 2020
Connexus Energy | 26 | 689 | Co-op | 2020-So-77 | 12 | Solar |  |  | Interconnected | Lino Lakes | 55038 | WHITE BEAR | WBR04 | Residential |  | 2020 | 2020
Connexus Energy | 26 | 689 | Co-op | 2020-So-78 | 7.6 | Solar |  |  | Interconnected | Blaine | 55434 | AIRPORT | APT26 | Residential |  | 2020 | 2020
Connexus Energy | 26 | 689 | Co-op | 2020-So-79 | 3.8 | Solar |  |  | Interconnected | Wyoming | 55092 | EAST BETHEL | EBL03 | Residential |  | 2020 | 2020
Connexus Energy | 26 | 689 | Co-op | 2020-So-8 | 17.4 | Solar |  |  | Interconnected | Ham Lake | 55304 | JOHNSVILLE | JON02 | Commercial |  | 2020 | 2020
Connexus Energy | 26 | 689 | Co-op | 2020-So-80 | 5 | Solar |  |  | Interconnected | Becker | 55308 | WEST BECKER | WBK02 | Residential |  | 2020 | 2020
Connexus Energy | 26 | 689 | Co-op | 2020-So-81 | 17 | Solar |  |  | Interconnected | Ramsey | 55303 | ANOKA | AKA03 | Residential |  | 2020 | 2020
Connexus Energy | 26 | 689 | Co-op | 2020-So-82 | 5 | Solar |  |  | Interconnected | Princeton | 55371 | CROWN | CRN03 | Residential |  | 2020 | 2020
Connexus Energy | 26 | 689 | Co-op | 2020-So-83 | 9.772 | Solar |  |  | Interconnected | Ramsey | 55303 | DAYTONPORT | DPT01 | Residential |  | 2020 | 2020
Connexus Energy | 26 | 689 | Co-op | 2020-So-84 | 3.8 | Solar |  |  | Interconnected | Isanti | 55040 | ISANTI | IST03 | Residential |  | 2019 | 2020
Connexus Energy | 26 | 689 | Co-op | 2020-So-85 | 19.72 | Solar |  |  | Interconnected | Clear Lake | 55319 | WEST END | WED03 | Residential |  | 2020 | 2020
Connexus Energy | 26 | 689 | Co-op | 2020-So-86 | 6.38 | Solar |  |  | Interconnected | Coon Rapids | 55448 | NORTH BUNKER LK | NBL11 | Residential |  | 2020 | 2020
Connexus Energy | 26 | 689 | Co-op | 2020-So-87 | 2.03 | Solar |  |  | Interconnected | Blaine | 55434 | SPRING LAKE PK | SLP06 | Residential |  | 2020 | 2020
Connexus Energy | 26 | 689 | Co-op | 2020-So-88 | 6 | Solar |  |  | Interconnected | Becker | 55308 | THOMPSON LAKE | TLK01 | Residential |  | 2020 | 2020
Connexus Energy | 26 | 689 | Co-op | 2020-So-89 | 17.8 | Solar |  |  | Interconnected | Princeton | 55371 | PRINCETON | PRN01 | Commercial |  | 2020 | 2020
Connexus Energy | 26 | 689 | Co-op | 2020-So-9 | 7.13 | Solar |  |  | Interconnected | Princeton | 55371 | BALDWIN | BDN01 | Residential |  | 2020 | 2020
Connexus Energy | 26 | 689 | Co-op | 2020-So-90 | 10 | Solar |  |  | Interconnected | Anoka | 55303 | SAINT FRANCIS | STF02 | Residential |  | 2020 | 2020
Connexus Energy | 26 | 689 | Co-op | 2020-So-91 | 19.544 | Solar |  |  | Interconnected | Forest Lake | 55025 | FOREST LAKE | FLK04 | Residential |  | 2020 | 2020
Connexus Energy | 26 | 689 | Co-op | 2020-So-92 | 10.73 | Solar |  |  | Interconnected | Isanti | 55040 | SAINT FRANCIS | STF01 | Residential |  | 2019 | 2020
Connexus Energy | 26 | 689 | Co-op | 2020-So-93 | 5 | Solar |  |  | Interconnected | Big Lake | 55309 | REMMELE | RML02 | Residential |  | 2020 | 2020
Connexus Energy | 26 | 689 | Co-op | 2020-So-94 | 25.23 | Solar |  |  | Interconnected | Marine On Saint Croix | 55047 | MAY | MAY03 | Residential |  | 2020 | 2020
Connexus Energy | 26 | 689 | Co-op | 2020-So-95 | 10.15 | Solar |  |  | Interconnected | Hugo | 55038 | WHITE BEAR | WBR03 | Residential |  | 2020 | 2020
Connexus Energy | 26 | 689 | Co-op | 2020-So-96 | 11.89 | Solar |  |  | Interconnected | Elk River | 55330 | BIG LAKE | BLK06 | Residential |  | 2020 | 2020
Connexus Energy | 26 | 689 | Co-op | 2020-So-97 | 5 | Solar |  |  | Interconnected | Ham Lake | 55304 | SODERVILLE | SOD05 | Residential |  | 2020 | 2020
Connexus Energy | 26 | 689 | Co-op | 2020-So-98 | 7.55 | Solar |  |  | Interconnected | Ham Lake | 55304 | HAM LAKE | HAM02 | Residential |  | 2020 | 2020
Connexus Energy | 26 | 689 | Co-op | 2020-So-99 | 7.6 | Solar |  |  | Interconnected | Cambridge | 55008 | ISANTI | IST01 | Residential |  | 2020 | 2020
Connexus Energy | 26 | 689 | Co-op | 2020-St-1 | 5 | Storage |  |  | Interconnected | Scandia | 55073 | MAY | MAY01 | Residential |  | 2019 | 2020
Connexus Energy | 26 | 689 | Co-op | 2020-St-2 | 5 | Storage |  |  | Interconnected | Blaine | 55449 | LEXINGTON | LXN04 | Residential |  | 2019 | 2020
Cooperative Light & Power | 9 | 4346 | Co-op | NOVA2579 | 8.12 | Solar |  |  | Active Application | Two Harbors | 55616 | 3 | W2 | Residential |  | 2019
Cooperative Light & Power | 9 | 4346 | Co-op | NOVA3054 | 3.29 | Solar |  |  | Active Application | Duluth | 55803 | 3 | L5 | Residential |  | 2020
Cooperative Light & Power | 9 | 4346 | Co-op | NOVA4015 | 6.38 | Solar |  | X | Active Application | Two Harbors | 55616 | 3 | W2 | Residential |  | 2020
Cooperative Light & Power | 9 | 4346 | Co-op | 2018 CLP 37 | 2 | Solar |  |  | Decommissioned | Two Harbors | 55616 | 3 | B | Residential |  |  |  | 2018
Cooperative Light & Power | 9 | 4346 | Co-op | 2018 CLP 1 | 1.35 | Solar |  |  | Interconnected | Duluth | 55804 | 7 | C | Residential |  | 1999 | 1999
Cooperative Light & Power | 9 | 4346 | Co-op | 2018 CLP 10 | 3.12 | Solar |  |  | Interconnected | Two Harbors | 55616 | 3 |  | Residential |  | 2007 | 2007
Cooperative Light & Power | 9 | 4346 | Co-op | 2018 CLP 11 | 8.4 | Solar |  |  | Interconnected | Finland | 55603 | 5 | C | Residential |  | 2007 | 2007
Cooperative Light & Power | 9 | 4346 | Co-op | 2018 CLP 12 | 2.88 | Solar |  |  | Interconnected | Finland | 55603 | 5 | C | Commercial |  | 2008 | 2008
Cooperative Light & Power | 9 | 4346 | Co-op | 2018 CLP 13 | 2.05 | Solar |  |  | Interconnected | Two Harbors | 55616 | 3 | C | Residential |  | 2009 | 2009
Cooperative Light & Power | 9 | 4346 | Co-op | 2018 CLP 14 | 10.5 | Solar |  |  | Interconnected | Finland | 55603 | 5 | C | Commercial |  | 2012 | 2012
Cooperative Light & Power | 9 | 4346 | Co-op | 2018 CLP 15 | 5 | Solar |  |  | Interconnected | Finland | 55603 | 5 | B | Residential |  | 2012 | 2012
Cooperative Light & Power | 9 | 4346 | Co-op | 2018 CLP 16 | 17.7 | Solar |  |  | Interconnected |  |  |  |  | Commercial |  | 2013 | 2013
Cooperative Light & Power | 9 | 4346 | Co-op | 2018 CLP 17 | 0.19 | Solar |  |  | Interconnected | Finland | 55603 | 5 | B | Residential |  | 2013 | 2013
Cooperative Light & Power | 9 | 4346 | Co-op | 2018 CLP 18 | 2.5 | Solar |  |  | Interconnected | Two Harbors | 55616 | 3 | A | Residential |  | 2013 | 2013
Cooperative Light & Power | 9 | 4346 | Co-op | 2018 CLP 19 | 4.8 | Solar |  |  | Interconnected | Duluth | 55804 | 7 | B | Residential |  | 2016 | 2016
Cooperative Light & Power | 9 | 4346 | Co-op | 2018 CLP 2 | 15.8 | Solar |  |  | Interconnected | Finland | 55604 | 5 |  | Commercial |  | 2003 | 2003
Cooperative Light & Power | 9 | 4346 | Co-op | 2018 CLP 20 | 6.7 | Solar |  |  | Interconnected | Finland | 55603 | 5 | B | Residential |  | 2016 | 2016
Cooperative Light & Power | 9 | 4346 | Co-op | 2018 CLP 21 | 6.7 | Solar |  |  | Interconnected | Duluth | 55804 | 7 | B | Residential |  | 2016 | 2016
Cooperative Light & Power | 9 | 4346 | Co-op | 2018 CLP 22 | 3 | Wind |  |  | Interconnected | Duluth | 55804 | 7 | C | Residential |  | 1992 | 1992
Cooperative Light & Power | 9 | 4346 | Co-op | 2018 CLP 23 | 1.35 | Wind |  |  | Interconnected | Two Harbors | 55616 | 3 | C | Residential |  | 1999 | 1999
Cooperative Light & Power | 9 | 4346 | Co-op | 2018 CLP 24 | 10 | Wind |  |  | Interconnected | Finland | 55603 | 5 | C | Commercial |  | 2003 | 2003
Cooperative Light & Power | 9 | 4346 | Co-op | 2018 CLP 25 | 6.05 | Wind |  |  | Interconnected | Two Harbors | 55616 | 3 | B | Residential |  | 2006 | 2006
Cooperative Light & Power | 9 | 4346 | Co-op | 2018 CLP 26 | 7.7 | Wind |  |  | Interconnected | Two Harbors | 55616 | 3 | C | Residential |  | 2009 | 2009
Cooperative Light & Power | 9 | 4346 | Co-op | 2018 CLP 27 | 17.5 | Wind |  |  | Interconnected | Two Harbors | 55616 | 3 | C | Residential |  | 2014 | 2014
Cooperative Light & Power | 9 | 4346 | Co-op | 2018 CLP 28 | 12.68 | Solar |  |  | Interconnected | Two Harbors | 55616 | 7 | B | Residential |  | 2017 | 2017
Cooperative Light & Power | 9 | 4346 | Co-op | 2018 CLP 29 | 2.5 | Solar |  |  | Interconnected | Two Harbors | 55616 | 3 | A | Residential |  | 2013 | 2013
Cooperative Light & Power | 9 | 4346 | Co-op | 2018 CLP 3 | 3 | Solar |  |  | Interconnected | Duluth | 55804 | 7 | C | Residential |  | 2004 | 2004
Cooperative Light & Power | 9 | 4346 | Co-op | 2018 CLP 30 | 7.68 | Solar |  |  | Interconnected | Two Harbors | 55616 | 3 | A | Residential |  | 2018 | 2018
Cooperative Light & Power | 9 | 4346 | Co-op | 2018 CLP 31 | 7.6 | Solar |  |  | Interconnected | Two Harbors | 55616 | 7 | A | Residential |  | 2018 | 2018
Cooperative Light & Power | 9 | 4346 | Co-op | 2018 CLP 32 | 20.16 | Solar |  |  | Interconnected | Finland | 55603 | 5 | A | Residential |  | 2018 | 2019
Cooperative Light & Power | 9 | 4346 | Co-op | 2018 CLP 33 | 10.88 | Solar |  |  | Interconnected | Two Harbors | 55616 | 7 | A | Residential |  | 2018 | 2018
Cooperative Light & Power | 9 | 4346 | Co-op | 2018 CLP 34 | 4.08 | Solar |  |  | Interconnected | Beaver Bay | 55604 | 5 | A | Residential |  | 2018 | 2018
Cooperative Light & Power | 9 | 4346 | Co-op | 2018 CLP 35 | 11.4 | Solar |  |  | Interconnected | Two Harbors | 55616 | 7 | A | Commercial |  | 2018 | 2018
Cooperative Light & Power | 9 | 4346 | Co-op | 2018 CLP 36 | 37.8 | Solar |  |  | Interconnected | Finland | 55603 | 5 | C | Commercial |  | 2017 | 2018
Cooperative Light & Power | 9 | 4346 | Co-op | 2018 CLP 38 | 10.62 | Solar |  |  | Interconnected | Silver Bay | 55614 | 5 | B | Residential |  | 2018 | 2019
Cooperative Light & Power | 9 | 4346 | Co-op | 2018 CLP 4 | 1.3 | Solar |  |  | Interconnected | Duluth | 55804 | 7 | C | Residential |  | 2006 | 2006
Cooperative Light & Power | 9 | 4346 | Co-op | 2018 CLP 5 | 6.12 | Solar |  |  | Interconnected | Two Harbors | 55616 | 3 | B | Residential |  | 2006 | 2006
Cooperative Light & Power | 9 | 4346 | Co-op | 2018 CLP 6 | 6.05 | Solar |  |  | Interconnected | Two Harbors | 55616 |  |  | Residential |  | 2006 | 2006
Cooperative Light & Power | 9 | 4346 | Co-op | 2018 CLP 7 | 2.16 | Solar |  |  | Interconnected | Finland | 55603 | 5 | A | Residential |  | 2007 | 2007
Cooperative Light & Power | 9 | 4346 | Co-op | 2018 CLP 8 | 2.8 | Solar |  |  | Interconnected | Duluth | 55804 | 7 | B | Residential |  | 2007 | 2007
Cooperative Light & Power | 9 | 4346 | Co-op | 2018 CLP 9 | 1 | Solar |  |  | Interconnected | Finland | 55603 | 5 | A | Residential |  | 2007 | 2007
Cooperative Light & Power | 9 | 4346 | Co-op | 2019 CLP 29 | 9.3 | Solar |  |  | Interconnected | Beaver Bay | 55601 | 5 | F4 | Residential |  | 2019 | 2019
Cooperative Light & Power | 9 | 4346 | Co-op | 2019 CLP 30 | 12.2 | Solar |  |  | Interconnected | Duluth | 55804 | 7 | B | Residential |  | 2019 | 2019
Cooperative Light & Power | 9 | 4346 | Co-op | 2019 CLP 31 | 6 | Solar |  |  | Interconnected | Island Lake | 55803 | 4 | 1 | Residential |  | 2018 | 2019
Cooperative Light & Power | 9 | 4346 | Co-op | NOVA1069 | 5 | Solar |  |  | Interconnected | Isabella | 55607 | 5 | F1 | Residential |  | 2019 | 2020
Cooperative Light & Power | 9 | 4346 | Co-op | NOVA1119 | 4.8 | Solar |  |  | Interconnected | Beaver Bay | 55601 | 5 | F2 | Residential |  | 2019 | 2019
Cooperative Light & Power | 9 | 4346 | Co-op | NOVA1453 | 0.5 | Solar |  |  | Interconnected | Finland | 55603 | 5 | F4 | Residential |  | 2019 | 2020
Cooperative Light & Power | 9 | 4346 | Co-op | NOVA1543 | 6.96 | Solar |  |  | Interconnected | Two Harbors | 55616 | 7 | CV F3 | Residential |  | 2019 | 2019
Cooperative Light & Power | 9 | 4346 | Co-op | NOVA2258 | 12.6 | Solar |  | X | Interconnected | Two Harbors | 55616 | 7 | F1 | Residential |  | 2019 | 2019
Cooperative Light & Power | 9 | 4346 | Co-op | NOVA2321 | 5 | Solar |  |  | Interconnected | Two Harbors | 55616 | 203 | L6 | Residential |  | 2019 | 2019
Cooperative Light & Power | 9 | 4346 | Co-op | NOVA2359 | 5 | Solar |  |  | Interconnected | Two Harbors | 55616 | 7 | F1 | Residential |  | 2019 | 2019
Crow Wing Power | 35 | 4577 | Co-op | 38-017-01-03800 | 7.6 | Solar |  |  | Active Application | Nisswa | 56468 | Breezy Point | 5 | Residential | n/a | 2020
Crow Wing Power | 35 | 4577 | Co-op | 46-058-01-00300 | 28.8 | Solar |  |  | Active Application | Baxter | 56425 | Baxter | 9 | Commercial | n/a | 2020
Crow Wing Power | 35 | 4577 | Co-op | 51-081-01-00100 | 2 | Solar |  |  | Decommissioned | Baxter | 56425 | Southdale | 2 | Commercial | n/a | 2007 | 2007 | 2019
Crow Wing Power | 35 | 4577 | Co-op | 72-000-27-07301 | 30 | Wind |  |  | Decommissioned | Pierz | 56364 | Dewing | 2 | Residential | n/a | 2011 | 2011 | 2019
Crow Wing Power | 35 | 4577 | Co-op | 96-002-01-00600 | 17.5 | Wind |  |  | Decommissioned | Aitkin | 56431 | Crosslake | 6 | Residential | n/a | 2002 | 2002 | 2019
Crow Wing Power | 35 | 4577 | Co-op | 05-000-32-09303a | 2 | Solar |  |  | Interconnected | Hackensack | 56452 | Wabedo | 2 | Commercial | n/a | 2012 | 2012
Crow Wing Power | 35 | 4577 | Co-op | 05-000-32-09303b | 10 | Wind |  |  | Interconnected | Hackensack | 56452 | Wabedo | 2 | Commercial | n/a | 2012 | 2012
Crow Wing Power | 35 | 4577 | Co-op | 61-015-01-00200a | 2.35 | Solar |  |  | Interconnected | Brainerd | 56401 | Oak Lawn | 2 | Residential | n/a | 2008 | 2008
Crow Wing Power | 35 | 4577 | Co-op | 61-015-01-00200b | 23 | Wind |  |  | Interconnected | Brainerd | 56401 | Oak Lawn | 2 | Residential | n/a | 2008 | 2008
Crow Wing Power | 35 | 4577 | Co-op | 78-000-34-11902a | 5 | Wind |  |  | Interconnected | Little Falls | 56345 | Little Falls | 1 | Residential | n/a | 2008 | 2008
Crow Wing Power | 35 | 4577 | Co-op | 78-000-34-11902b | 9.8 | Solar |  |  | Interconnected | Little Falls | 56345 | Little Falls | 1 | Residential | n/a | 2016 | 2016
Crow Wing Power | 35 | 4577 | Co-op | 03-011-01-01200 | 6 | Solar |  |  | Interconnected | Longville | 56655 | Longville | 2 | Residential | n/a | 2015 | 2015
Crow Wing Power | 35 | 4577 | Co-op | 04-000-17-03801 | 8 | Solar |  |  | Interconnected | Hackensack | 56452 | Pleasant Lake | 3 | Residential | n/a | 2013 | 2013
Crow Wing Power | 35 | 4577 | Co-op | 05-000-31-09301 | 6 | Solar |  |  | Interconnected | Hackensack | 56452 | Pleasant Lake | 1 | Commercial | n/a | 2015 | 2015
Crow Wing Power | 35 | 4577 | Co-op | 05-000-31-09302 | 3.5 | Solar |  |  | Interconnected | Hackensack | 56452 | Pleasant Lake | 1 | Commercial | n/a | 2018 | 2018
Crow Wing Power | 35 | 4577 | Co-op | 05-000-31-09304 | 28.7 | Solar |  |  | Interconnected | Hackensack | 56452 | Pleasant Lake | 1 | Commercial | n/a | 2011 | 2011
Crow Wing Power | 35 | 4577 | Co-op | 05-000-32-09307 | 6.84 | Solar |  |  | Interconnected | Hackensack | 56452 | Pleasant Lake | 1 | Commercial | n/a | 2016 | 2016
Crow Wing Power | 35 | 4577 | Co-op | 06-000-10-02401 | 10 | Solar |  |  | Interconnected | Longville | 56655 | Longville | 5 | Commercial | n/a | 2017 | 2017
Crow Wing Power | 35 | 4577 | Co-op | 06-000-22-05600 | 2.4 | Solar |  |  | Interconnected | Longville | 56655 | Wabedo | 2 | Residential | n/a | 2005 | 2005
Crow Wing Power | 35 | 4577 | Co-op | 11-040-01-02800 | 17.6 | Solar |  |  | Interconnected | Outing | 56662 | Thunder Lake | 2 | Residential | n/a | 2020 | 2020
Crow Wing Power | 35 | 4577 | Co-op | 14-008-01-00100 | 11.5 | Solar |  |  | Interconnected | Backus | 56435 | Wabedo | 2 | Residential | n/a | 2013 | 2013
Crow Wing Power | 35 | 4577 | Co-op | 14-016-01-00100 | 5 | Solar |  |  | Interconnected | Backus | 56435 | Wabedo | 2 | Residential | n/a | 2019 | 2019
Crow Wing Power | 35 | 4577 | Co-op | 14-016-01-00200 | 6 | Solar |  |  | Interconnected | Annapolis | 21403 | Wabedo | 2 | Residential | n/a | 2019 | 2019
Crow Wing Power | 35 | 4577 | Co-op | 18-000-06-01500 | 16 | Solar |  |  | Interconnected | Backus | 56435 | Pine River | 1 | Residential | n/a | 2014 | 2014
Crow Wing Power | 35 | 4577 | Co-op | 18-000-16-02630 | 9.84 | Solar |  |  | Interconnected | Pine River | 56474 | Pine River | 1 | Residential | n/a | 2014 | 2014
Crow Wing Power | 35 | 4577 | Co-op | 18-000-18-02901 | 3.5 | Solar |  |  | Interconnected | Backus | 56435 | Pine River | 1 | Residential | n/a | 2020 | 2020
Crow Wing Power | 35 | 4577 | Co-op | 20-000-26-02005 | 3 | Solar |  |  | Interconnected | Fifty Lakes | 56448 | Oxlake | 4 | Residential | n/a | 2019 | 2019
Crow Wing Power | 35 | 4577 | Co-op | 21-015-01-00400 | 8.85 | Solar |  |  | Interconnected | Emily | 56447 | Emily | 4 | Commercial | n/a | 2019 | 2019
Crow Wing Power | 35 | 4577 | Co-op | 24-000-08-01608 | 3.225 | Solar |  |  | Interconnected | Crosslake | 56442 | Oxlake | 2 | Residential | n/a | 2012 | 2012
Crow Wing Power | 35 | 4577 | Co-op | 24-000-09-02533 | 5.25 | Solar |  |  | Interconnected | Crosslake | 56442 | Crosslake City | 1 | Commercial | n/a | 2013 | 2013
Crow Wing Power | 35 | 4577 | Co-op | 24-065-02-00500 | 3.38 | Solar |  |  | Interconnected | Crosslake | 56442 | Oxlake | 2 | Residential | n/a | 2008 | 2008
Crow Wing Power | 35 | 4577 | Co-op | 25-000-10-05300 | 20 | Solar |  |  | Interconnected | Fifty Lakes | 56448 | Oxlake | 4 | Residential | n/a | 2018 | 2018
Crow Wing Power | 35 | 4577 | Co-op | 25-000-22-07913 | 20 | Solar |  |  | Interconnected | Ideal Corners | 56472 | Crosslake | 5 | Residential | n/a | 2019 | 2019
Crow Wing Power | 35 | 4577 | Co-op | 25-000-24-09012 | 6.1 | Solar |  |  | Interconnected | Crosslake | 56442 | Oxlake | 2 | Residential | n/a | 2008 | 2008
Crow Wing Power | 35 | 4577 | Co-op | 25-030-01-03800 | 7.5 | Solar |  |  | Interconnected | Pequot Lakes | 56472 | Crosslake | 5 | Residential | n/a | 2018 | 2018
Crow Wing Power | 35 | 4577 | Co-op | 28-000-12-00802 | 6 | Solar |  |  | Interconnected | Pine River | 56474 | Pine River | 3 | Residential | n/a | 2011 | 2011
Crow Wing Power | 35 | 4577 | Co-op | 32-000-34-10410 | 8.12 | Solar |  |  | Interconnected | Pequot Lakes | 56472 | Breezy Point | 5 | Residential | n/a | 2020 | 2020
Crow Wing Power | 35 | 4577 | Co-op | 33-000-04-00601 | 9.995 | Solar |  |  | Interconnected | Breezy Point | 56442 | Breezy Point | 1 | Residential | n/a | 2020 | 2020
Crow Wing Power | 35 | 4577 | Co-op | 34-000-12-01101 | 8.2 | Solar |  |  | Interconnected | Crosby | 56441 | Emily | 2 | Residential | n/a | 2020 | 2020
Crow Wing Power | 35 | 4577 | Co-op | 34-000-12-01103 | 13.05 | Solar |  |  | Interconnected | Crosby | 56441 | Emily | 2 | Residential | n/a | 2020 | 2020
Crow Wing Power | 35 | 4577 | Co-op | 36-000-18-02900 | 7.6 | Solar |  |  | Interconnected | Iowa City | 52240 | Crosslake | 4 | Residential | n/a | 2019 | 2019
Crow Wing Power | 35 | 4577 | Co-op | 36-023-01-01100 | 11.4 | Solar |  |  | Interconnected | Merrifield | 56465 | Merrifield | 3 | Residential | n/a | 2018 | 2018
Crow Wing Power | 35 | 4577 | Co-op | 37-000-11-03502 | 4.13 | Solar |  |  | Interconnected | Nisswa | 56468 | Merrifield | 2 | Residential | n/a | 2013 | 2013
Crow Wing Power | 35 | 4577 | Co-op | 37-000-15-04004 | 6 | Solar |  |  | Interconnected | Nisswa | 56468 | Merrifield | 2 | Residential | n/a | 2015 | 2015
Crow Wing Power | 35 | 4577 | Co-op | 38-017-01-03000 | 5 | Solar |  |  | Interconnected | Maple Grove | 55369 | Breezy Point | 5 | Residential | n/a | 2019 | 2019
Crow Wing Power | 35 | 4577 | Co-op | 39-000-04-01000 | 6 | Solar |  |  | Interconnected | Pequot Lakes | 56472 | Stoneybrook | 3 | Residential | n/a | 2019 | 2019
Crow Wing Power | 35 | 4577 | Co-op | 40-009-01-00100 | 15.4 | Solar |  |  | Interconnected | Motley | 56466 | Stoney Brook | 3 | Residential | n/a | 2018 | 2018
Crow Wing Power | 35 | 4577 | Co-op | 43-000-15-03801 | 2.8 | Solar |  |  | Interconnected | Pillager | 56473 | Motley | 1 | Residential | n/a | 2014 | 2014
Crow Wing Power | 35 | 4577 | Co-op | 45-000-15-02901 | 6 | Solar |  |  | Interconnected | Brainerd | 56401 | Baxter | 4 | Residential | n/a | 2017 | 2017
Crow Wing Power | 35 | 4577 | Co-op | 45-047-02-01800 | 7.4 | Solar |  |  | Interconnected | Brainerd | 56401 | Baxter | 4 | Residential | n/a | 2015 | 2015
Crow Wing Power | 35 | 4577 | Co-op | 45-050-01-00100 | 10 | Solar |  |  | Interconnected | East Gull Lake | 56401 | Baxter | 4 | Residential | n/a | 2019 | 2019
Crow Wing Power | 35 | 4577 | Co-op | 49-000-12-02401 | 6 | Solar |  |  | Interconnected | Brainerd | 56401 | Oak Lawn | 4 | Residential | n/a | 2017 | 2017
Crow Wing Power | 35 | 4577 | Co-op | 49-000-22-05000 | 15 | Solar |  |  | Interconnected | Brainerd | 56401 | Oak Lawn | 4 | Residential | n/a | 2020 | 2020
Crow Wing Power | 35 | 4577 | Co-op | 49-000-30-09900 | 9 | Solar |  |  | Interconnected | Brainerd | 56401 | Oak Lawn | 2 | Residential | n/a | 2020 | 2020
Crow Wing Power | 35 | 4577 | Co-op | 51-015-01-00500 | 5.9 | Solar |  |  | Interconnected | Baxter | 56425 | Southdale | 3 | Residential | n/a | 2013 | 2013
Crow Wing Power | 35 | 4577 | Co-op | 51-015-01-01600 | 3.3 | Solar |  |  | Interconnected | Baxter | 56425 | Southdale | 3 | Residential | n/a | 2017 | 2017
Crow Wing Power | 35 | 4577 | Co-op | 51-105-01-00001 | 22.62 | Solar |  |  | Interconnected | Baxter | 56425 | Baxter | 2 | Commercial | n/a | 2014 | 2014
Crow Wing Power | 35 | 4577 | Co-op | 51-105-02-00001 | 10.44 | Solar |  |  | Interconnected | Baxter | 56425 | Baxter | 2 | Commercial | n/a | 2014 | 2014
Crow Wing Power | 35 | 4577 | Co-op | 51-105-03-00001 | 6.96 | Solar |  |  | Interconnected | Baxter | 56425 | Baxter | 2 | Commercial | n/a | 2014 | 2014
Crow Wing Power | 35 | 4577 | Co-op | 53-000-06-01317 | 11.4 | Solar |  |  | Interconnected | Pilager | 56473 | Motley | 1 | Residential | n/a | 2019 | 2019
Crow Wing Power | 35 | 4577 | Co-op | 56-009-01-03700 | 13.6 | Solar |  |  | Interconnected | Cushing | 56443 | Ward | 10 | Residential | n/a | 2019 | 2019
Crow Wing Power | 35 | 4577 | Co-op | 57-000-06-00900 | 12 | Solar |  |  | Interconnected | Cushing | 56443 | Motley | 2 | Residential | n/a | 2020 | 2020
Crow Wing Power | 35 | 4577 | Co-op | 57-004-01-01400 | 6 | Solar |  |  | Interconnected | Cushing | 56443 | Motley | 2 | Residential | n/a | 2015 | 2015
Crow Wing Power | 35 | 4577 | Co-op | 58-003-01-00500 | 7.08 | Solar |  |  | Interconnected | Brainerd | 56401 | Nokay | 3 | Residential | n/a | 2019 | 2019
Crow Wing Power | 35 | 4577 | Co-op | 59-000-15-00713 | 20 | Wind |  |  | Interconnected | Brainerd | 56401 | Nokay | 2 | Residential | n/a | 2007 | 2007
Crow Wing Power | 35 | 4577 | Co-op | 67-000-02-00604 | 9.3 | Solar |  |  | Interconnected | Fort Ripley | 56449 | Dewing | 3 | Residential | n/a | 2019 | 2019
Crow Wing Power | 35 | 4577 | Co-op | 67-000-10-01204 | 7.08 | Solar |  |  | Interconnected | Fort Ripley | 56449 | Dewing | 3 | Residential | n/a | 2019 | 2019
Crow Wing Power | 35 | 4577 | Co-op | 71-000-28-08600 | 11.4 | Solar |  |  | Interconnected | Little Falls | 56345 | Little Falls | 1 | Residential | n/a | 2017 | 2017
Crow Wing Power | 35 | 4577 | Co-op | 71-000-31-09800 | 8.4 | Solar |  |  | Interconnected | Little Falls | 56345 | Little Falls | 1 | Residential | n/a | 2014 | 2014
Crow Wing Power | 35 | 4577 | Co-op | 71-000-31-09806 | 13.96 | Solar |  |  | Interconnected | Little Falls | 56245 | Little Falls | 1 | Residential | n/a | 2020 | 2020
Crow Wing Power | 35 | 4577 | Co-op | 71-000-32-10400 | 6 | Solar |  |  | Interconnected | Little Falls | 56345 | Little Falls | 1 | Residential | n/a | 2012 | 2012
Crow Wing Power | 35 | 4577 | Co-op | 72-000-29-07904 | 14.35 | Solar |  |  | Interconnected | Pierz | 56364 | Dewing | 2 | Residential | n/a | 2019 | 2019
Crow Wing Power | 35 | 4577 | Co-op | 72-000-32-09100 | 7.6 | Solar |  |  | Interconnected | Pierz | 56364 | Dewing | 2 | Residential | n/a | 2019 | 2019
Crow Wing Power | 35 | 4577 | Co-op | 73-000-13-04705 | 12 | Solar |  |  | Interconnected | Pierz | 56364 | Pine Center | 3 | Residential | n/a | 2016 | 2016
Crow Wing Power | 35 | 4577 | Co-op | 73-000-27-08202 | 19 | Solar |  |  | Interconnected | Pierz | 56364 | Lastrup | 1 | Commercial | n/a | 2019 | 2019
Crow Wing Power | 35 | 4577 | Co-op | 74-000-29-09103 | 10 | Solar |  |  | Interconnected | Hillman | 56338 | Lastrup | 4 | Residential | n/a | 2019 | 2019
Crow Wing Power | 35 | 4577 | Co-op | 78-000-35-12102 | 9 | Solar |  |  | Interconnected | Little Falls | 56345 | Little Falls | 1 | Residential | n/a | 2017 | 2017
Crow Wing Power | 35 | 4577 | Co-op | 85-000-27-07805 | 10.9 | Solar |  |  | Interconnected | Little Falls | 56345 | Bellevue | 2 | Residential | n/a | 2018 | 2018
Crow Wing Power | 35 | 4577 | Co-op | 85-000-34-08045 | 8.6 | Solar |  |  | Interconnected | Little Falls | 56345 | Bellevue | 2 | Residential | n/a | 2019 | 2019
Crow Wing Power | 35 | 4577 | Co-op | 86-000-31-08615 | 39.95 | Solar |  |  | Interconnected | Little Falls | 56345 | Little Falls | 3 | Commercial | n/a | 2018 | 2018
Crow Wing Power | 35 | 4577 | Co-op | 88-000-02-00203 | 29.9 | Solar |  |  | Interconnected | Pierz | 56364 | Bellevue | 1 | Commercial | n/a | 2018 | 2018
Crow Wing Power | 35 | 4577 | Co-op | 88-000-04-00810 | 39.98 | Solar |  |  | Interconnected | Royalton | 56373 | Bellevue | 1 | Residential | n/a | 2019 | 2019
Crow Wing Power | 35 | 4577 | Co-op | 88-000-04-00811 | 39.95 | Solar |  |  | Interconnected | Royalton | 56373 | Bellevue | 1 | Commercial | n/a | 2018 | 2018
Crow Wing Power | 35 | 4577 | Co-op | 88-000-08-01200 | 38.5 | Solar |  |  | Interconnected | Royalton | 56373 | Bellevue | 1 | Residential | n/a | 2020 | 2020
Crow Wing Power | 35 | 4577 | Co-op | 89-000-06-01224 | 12 | Solar |  |  | Interconnected | Little Falls | 56245 | Bellevue | 4 | Residential | n/a | 2019 | 2019
Crow Wing Power | 35 | 4577 | Co-op | 89-000-10-02101 | 27 | Solar |  |  | Interconnected | Royalton | 56373 | Bellevue | 3 | Residential | n/a | 2019 | 2019
Crow Wing Power | 35 | 4577 | Co-op | 98-019-02-00200 | 1.02 | Solar |  |  | Interconnected | Crosslake | 56442 | Crosslake City | 1 | Residential | n/a | 2006 | 2006
Crow Wing Power | 35 | 4577 | Co-op | 98-034-01-00500 | 13.5 | Solar |  |  | Interconnected | Crosslake | 56442 | Crosslake City | 2 | Commercial | n/a | 2014 | 2014
Crow Wing Power | 35 | 4577 | Co-op | CWP Community Solar 1 | 37.8 | Solar |  |  | Interconnected | Brainerd | 56401 | Baxter | 4 | Community Solar Garden | n/a | 2017 | 2017
Crow Wing Power | 35 | 4577 | Co-op | CWP Community Solar 2 | 43.2 | Solar |  |  | Interconnected | Pine River | 56474 | Oxlake | 3 | Community Solar Garden | n/a | 2018 | 2018
Dakota Electric Association | 15 | 25177 | Co-op | DMS181 | 6.38 | Solar |  |  | Active Application | Lakeville | 55044 | Ritter Park | 27FB04 | Residential | Production | 2019 | n/a | n/a
Dakota Electric Association | 15 | 25177 | Co-op | DMS196 | 10 | Solar |  |  | Active Application | Farmington | 55024 | Castle Rock | 04FB04 | Residential | Production | 2019 | n/a | n/a
Dakota Electric Association | 15 | 25177 | Co-op | DMS288 | 3.8 | Solar |  |  | Active Application | Lakeville | 55044 | Dakota Heights | 17FB03 | Residential | Production | 2020 |  | n/a
Dakota Electric Association | 15 | 25177 | Co-op | DMS305 | 12.98 | Solar |  |  | Active Application | Hastings | 55033 | Miesville | 07FB02 | Residential | Production | 2018 | n/a | n/a
Dakota Electric Association | 15 | 25177 | Co-op | DMS306 | 16.225 | Solar |  |  | Active Application | Hastings | 55033 | Miesville | 07FB02 | Residential | Production | 2018 | n/a | n/a
Dakota Electric Association | 15 | 25177 | Co-op | DMS316 | 7.6 | Solar |  |  | Active Application | Lakeville | 55044 | Ritter Park | 27FB03 | Residential | Production | 2020 |  | n/a
Dakota Electric Association | 15 | 25177 | Co-op | DMS342 | 11.52 | Solar |  |  | Active Application | Lakeville | 55044 | Ritter Park | 27FB04 | Residential | Production | 2020 |  | n/a
Dakota Electric Association | 15 | 25177 | Co-op | DMS344 | 7.44 | Solar |  |  | Active Application | Randolph | 55065 | Randolph | 32FB02 | Residential | Production | 2020 |  | n/a
Dakota Electric Association | 15 | 25177 | Co-op | DMS361 | 5 | Solar |  |  | Active Application | Farmington | 55024 | Vermillion River | 24FB01 | Residential | Production | 2020 |  | n/a
Dakota Electric Association | 15 | 25177 | Co-op | DMS377 | 7.6 | Solar |  |  | Active Application | Apple Valley | 55124 | Burnsville North | 05FB09 | Residential | Production | 2020 |  | n/a
Dakota Electric Association | 15 | 25177 | Co-op | DMS381 | 20 | Solar |  |  | Active Application | Northfield | 55057 | Lake Marion | 15FB04 | Residential | Production | 2020 |  | n/a
Dakota Electric Association | 15 | 25177 | Co-op | DMS383 | 10.41 | Solar |  |  | Active Application | Farmington | 55024 | Vermillion River | 24FB01 | Residential | Production | 2020 |  | n/a
Dakota Electric Association | 15 | 25177 | Co-op | DMS385 | 4.93 | Solar |  |  | Active Application | Farmington | 55024 | Vermillion River | 24FB01 | Residential | Production | 2020 |  | n/a
Dakota Electric Association | 15 | 25177 | Co-op | DMS396 | 6.78 | Solar |  |  | Active Application | Lakeville | 55044 | Kenrick | 26FB02 | Residential | Production | 2020 |  | n/a
Dakota Electric Association | 15 | 25177 | Co-op | DMS397 | 5.48 | Solar |  |  | Active Application | Farmington | 55024 | Lakeville | 25FB01 | Residential | Production | 2020 |  | n/a
Dakota Electric Association | 15 | 25177 | Co-op | DMS398 | 10.96 | Solar |  |  | Active Application | Apple Valley | 55124 | Fischer West | 11FB08 | Residential | Production | 2020 |  | n/a
Dakota Electric Association | 15 | 25177 | Co-op | DMS400 | 7.25 | Solar |  |  | Active Application | Lakeville | 55044 | Dakota Heights | 17FB05 | Residential | Production | 2020 |  | n/a
Dakota Electric Association | 15 | 25177 | Co-op | DMS401 | 4.16 | Solar |  |  | Active Application | Rosemount | 55068 | Dodd Park | 22FB02 | Residential | Production | 2020 |  | n/a
Dakota Electric Association | 15 | 25177 | Co-op | DMS403 | 5 | Solar |  |  | Active Application | Lakeville | 55044 | Lakeville | 25FB01 | Residential | Production | 2020 |  | n/a
Dakota Electric Association | 15 | 25177 | Co-op | DMS404 | 7.6 | Solar |  |  | Active Application | Hastings | 55033 | Hastings | 03FB01 | Residential | Production | 2020 |  | n/a
Dakota Electric Association | 15 | 25177 | Co-op | DMS406 | 7.67 | Solar |  |  | Active Application | Eagan | 55123 | Eagan | 06FB01 | Residential | Production | 2020 |  | n/a
Dakota Electric Association | 15 | 25177 | Co-op | DMS410 | 4.93 | Solar |  |  | Active Application | Eagan | 55123 | Lebanon Hills | 16FB03 | Residential | Production | 2020 |  | n/a
Dakota Electric Association | 15 | 25177 | Co-op | DMS414 | 10 | Solar |  |  | Active Application | Farmington | 55024 | Vermillion River | 24FB01 | Residential | Production | 2020 |  | n/a
Dakota Electric Association | 15 | 25177 | Co-op | DMS415 | 5 | Solar |  |  | Active Application | Lakeville | 55044 | Ritter Park | 27FB04 | Residential | Production | 2020 |  | n/a
Dakota Electric Association | 15 | 25177 | Co-op | DMS417 | 6 | Solar |  |  | Active Application | Apple Valley | 55124 | Fischer West | 11FB09 | Residential | Production | 2020 |  | n/a
Dakota Electric Association | 15 | 25177 | Co-op | DMS419 | 7.12 | Solar |  |  | Active Application | Farmington | 55024 | Vermillion River | 24FB01 | Residential | Production | 2020 |  | n/a
Dakota Electric Association | 15 | 25177 | Co-op | DMS425 | 6.03 | Solar |  |  | Active Application | Farmington | 55024 | Dodd Park | 22FB06 | Residential | Production | 2020 |  | n/a
Dakota Electric Association | 15 | 25177 | Co-op | DMS426 | 8.77 | Solar |  |  | Active Application | Lakeville | 55044 | Dodd Park | 22FB04 | Residential | Production | 2020 |  | n/a
Dakota Electric Association | 15 | 25177 | Co-op | DMS428 | 5.48 | Solar |  |  | Active Application | Farmington | 55024 | Vermillion River | 24FB06 | Residential | Production | 2020 |  | n/a
Dakota Electric Association | 15 | 25177 | Co-op | DMS430 | 6 | Solar |  |  | Active Application | Apple Valley | 55124 | Burnsville North | 05FB09 | Residential | Production | 2020 |  | n/a
Dakota Electric Association | 15 | 25177 | Co-op | DMS431 | 10 | Solar |  |  | Active Application | Apple Valley | 55124 | Fischer West | 11FB05 | Residential | Production | 2020 |  | n/a
Dakota Electric Association | 15 | 25177 | Co-op | DMS433 | 5.48 | Solar |  |  | Active Application | Eagan | 55123 | Lebanon Hills | 16FB03 | Residential | Production | 2020 |  | n/a
Dakota Electric Association | 15 | 25177 | Co-op | DMS434 | 6.58 | Solar |  |  | Active Application | Lakeville | 55044 | Lakeville | 25FB03 | Residential | Production | 2020 |  | n/a
Dakota Electric Association | 15 | 25177 | Co-op | DMS436 | 4.93 | Solar |  |  | Active Application | Farmington | 55024 | Vermillion River | 24FB06 | Residential | Production | 2020 |  | n/a
Dakota Electric Association | 15 | 25177 | Co-op | DMS439 | 9.86 | Solar |  |  | Active Application | Farmington | 55024 | Lakeville | 25FB01 | Residential | Production | 2020 |  | n/a
Dakota Electric Association | 15 | 25177 | Co-op | DMS442 | 9.32 | Solar |  |  | Active Application | Eagan | 55123 | Eagan | 06FB05 | Residential | Production | 2020 |  | n/a
Dakota Electric Association | 15 | 25177 | Co-op | DMS444 | 7.12 | Solar |  |  | Active Application | Eagan | 55123 | Lebanon Hills | 16FB02 | Residential | Production | 2020 |  | n/a
Dakota Electric Association | 15 | 25177 | Co-op | DMS445 | 5.48 | Solar |  |  | Active Application | Farmington | 55024 | Vermillion River | 24FB01 | Residential | Production | 2020 |  | n/a
Dakota Electric Association | 15 | 25177 | Co-op | DMS446 | 5.48 | Solar |  |  | Active Application | Eagan | 55123 | Lebanon Hills | 16FB04 | Residential | Production | 2020 |  | n/a
Dakota Electric Association | 15 | 25177 | Co-op | DMS447 | 7.6 | Solar |  |  | Active Application | Eagan | 55123 | Eagan | 06FB01 | Residential | Production | 2020 |  | n/a
Dakota Electric Association | 15 | 25177 | Co-op | DMS448 | 3.8 | Solar |  |  | Active Application | Eagan | 55123 | Eagan | 06FB05 | Residential | Production | 2020 |  | n/a
Dakota Electric Association | 15 | 25177 | Co-op | DMS451 | 3.8 | Solar |  |  | Active Application | Rosemount | 55068 | Lebanon Hills | 16FB03 | Residential | Production | 2020 |  | n/a
Dakota Electric Association | 15 | 25177 | Co-op | DMS453 | 7.67 | Solar |  |  | Active Application | Inver Grove Heights | 55077 | Wescott West | 20FB04 | Residential | Production | 2020 |  | n/a
Dakota Electric Association | 15 | 25177 | Co-op | DMS454 | 6.03 | Solar |  |  | Active Application | Lakeville | 55024 | Dodd Park | 22FB06 | Residential | Production | 2020 |  | n/a
Dakota Electric Association | 15 | 25177 | Co-op | DMS455 | 8.77 | Solar |  |  | Active Application | Apple Valley | 55124 | Lakeville | 25FB03 | Residential | Production | 2020 |  | n/a
Dakota Electric Association | 15 | 25177 | Co-op | DMS456 | 7.6 | Solar |  |  | Active Application | Burnsville | 55337 | Colonial Hills South | 13FB06 | Residential | Production | 2020 |  | n/a
Dakota Electric Association | 15 | 25177 | Co-op | DMS457 | 6.92 | Solar |  |  | Active Application | Eagan | 55123 | Eagan | 06FB01 | Residential | n/a | 2020 |  | n/a
Dakota Electric Association | 15 | 25177 | Co-op | DMS458 | 7.12 | Solar |  |  | Active Application | Eagan | 55123 | Pilot Knob | 19FB04 | Residential | Production | 2020 |  | n/a
Dakota Electric Association | 15 | 25177 | Co-op | DMS459 | 8.22 | Solar |  |  | Active Application | Eagan | 55123 | Eagan | 06FB01 | Residential | Production | 2020 |  | n/a
Dakota Electric Association | 15 | 25177 | Co-op | DMS460 | 5.31 | Solar |  |  | Active Application | Eagan | 55123 | Eagan | 06FB05 | Residential | Production | 2020 |  | n/a
Dakota Electric Association | 15 | 25177 | Co-op | DMS463 | 12.06 | Solar |  |  | Active Application | Saint Paul | 55123 | Lebanon Hills | 16FB04 | Residential | Production | 2020 |  | n/a
Dakota Electric Association | 15 | 25177 | Co-op | DMS464 | 5.48 | Solar |  |  | Active Application | Apple Valley | 55124 | Fischer West | 11FB03 | Residential | Production | 2020 |  | n/a
Dakota Electric Association | 15 | 25177 | Co-op | DMS465 | 14.25 | Solar |  |  | Active Application | Lakeville | 55044 | Ritter Park | 27FB04 | Residential | Production | 2020 |  | n/a
Dakota Electric Association | 15 | 25177 | Co-op | DMS466 | 6.03 | Solar |  |  | Active Application | Lakeville | 55044 | Kenrick | 26FB02 | Residential | Production | 2020 |  | n/a
Dakota Electric Association | 15 | 25177 | Co-op | DMS467 | 10 | Solar |  |  | Active Application | Eagan | 55123 | Eagan | 06FB02 | Residential | Production | 2020 |  | n/a
Dakota Electric Association | 15 | 25177 | Co-op | DMS468 | 6.58 | Solar |  |  | Active Application | Eagan | 55123 | Lebanon Hills | 16FB01 | Residential | Production | 2020 |  | n/a
Dakota Electric Association | 15 | 25177 | Co-op | DMS469 | 6.09 | Solar |  |  | Active Application | Eagan | 55123 | Lebanon Hills | 16FB04 | Residential | Production | 2020 |  | n/a
Dakota Electric Association | 15 | 25177 | Co-op | DMS471 | 10.96 | Solar |  |  | Active Application | Lakeville | 55044 | Dodd Park | 22FB05 | Residential | Production | 2020 |  | n/a
Dakota Electric Association | 15 | 25177 | Co-op | DMS473 | 6.49 | Solar |  |  | Active Application | Burnsville | 55337 | Burnsville North | 05FB01 | Residential | Production | 2020 |  | n/a
Dakota Electric Association | 15 | 25177 | Co-op | DMS474 | 7.6 | Solar |  |  | Active Application | Eagan | 55123 | Pilot Knob | 19FB02 | Residential | Production | 2020 |  | n/a
Dakota Electric Association | 15 | 25177 | Co-op | DMS475 | 3.84 | Solar |  |  | Active Application | Lakeville | 55044 | Dakota Heights | 17FB03 | Residential | Production | 2020 |  | n/a
Dakota Electric Association | 15 | 25177 | Co-op | DMS476 | 3.84 | Solar |  |  | Active Application | Lakeville | 55024 | Lakeville | 25FB01 | Residential | Production | 2020 |  | n/a
Dakota Electric Association | 15 | 25177 | Co-op | DMS477 | 8.77 | Solar |  |  | Active Application | Lakeville | 55044 | Ritter Park | 27FB04 | Residential | Production | 2020 |  | n/a
Dakota Electric Association | 15 | 25177 | Co-op | DMS478 | 5.48 | Solar |  |  | Active Application | Rosemount | 55068 | Lakeville | 25FB02 | Residential | Production | 2020 |  | n/a
Dakota Electric Association | 15 | 25177 | Co-op | DMS479 | 3.8 | Solar |  |  | Active Application | Apple Valley | 55124 | Lakeville | 25FB06 | Residential | Production | 2020 |  | n/a
Dakota Electric Association | 15 | 25177 | Co-op | DMS480 | 7.6 | Solar |  |  | Active Application | Burnsville | 55337 | Burnsville North | 05FB01 | Residential | Production | 2020 |  | n/a
Dakota Electric Association | 15 | 25177 | Co-op | DMS481 | 6.03 | Solar |  |  | Active Application | Lakeville | 55044 | Kenrick | 26FB02 | Residential | Production | 2020 |  | n/a
Dakota Electric Association | 15 | 25177 | Co-op | DMS482 | 6.03 | Solar |  |  | Active Application | Rosemount | 55068 | Lakeville | 25FB02 | Residential | Production | 2020 |  | n/a
Dakota Electric Association | 15 | 25177 | Co-op | DMS484 | 8.77 | Solar |  |  | Active Application | Lakeville | 55044 | Kenrick | 26FB02 | Residential | Production | 2020 |  | n/a
Dakota Electric Association | 15 | 25177 | Co-op | DMS485 | 15 | Solar |  |  | Active Application | Inver Grove Heights | 55077 | Lebanon Hills | 16FB02 | Residential | Production | 2020 |  | n/a
Dakota Electric Association | 15 | 25177 | Co-op | DMS486 | 11.31 | Solar |  |  | Active Application | Eagan | 55123 | Eagan | 06FB05 | Residential | Production | 2020 |  | n/a
Dakota Electric Association | 15 | 25177 | Co-op | DMS487 | 10.47 | Solar |  |  | Active Application | Eagan | 55123 | Lebanon Hills | 16FB04 | Residential | Production | 2020 |  | n/a
Dakota Electric Association | 15 | 25177 | Co-op | DMS488 | 7.6 | Solar |  |  | Active Application | Burnsville | 55306 | Dakota Heights | 17FB01 | Residential | Production | 2020 |  | n/a
Dakota Electric Association | 15 | 25177 | Co-op | DMS489 | 3.8 | Solar |  |  | Active Application | Lakeville | 55044 | Fischer West | 11FB12 | Residential | Production | 2020 |  | n/a
Dakota Electric Association | 15 | 25177 | Co-op | DMS490 | 7.67 | Solar |  |  | Active Application | Lakeville | 55044 | Lakeville | 25FB03 | Residential | Production | 2020 |  | n/a
Dakota Electric Association | 15 | 25177 | Co-op | DMS491 | 4.38 | Solar |  |  | Active Application | Lakeville | 55044 | Lakeville | 25FB03 | Residential | Production | 2020 |  | n/a
Dakota Electric Association | 15 | 25177 | Co-op | DMS492 | 3.29 | Solar |  |  | Active Application | Lakeville | 55044 | Lakeville | 25FB01 | Residential | Production | 2020 |  | n/a
Dakota Electric Association | 15 | 25177 | Co-op | DMS493 | 7.67 | Solar |  |  | Active Application | Lakeville | 55044 | Dakota Heights | 17FB02 | Residential | Production | 2020 |  | n/a
Dakota Electric Association | 15 | 25177 | Co-op | DMS494 | 7.12 | Solar |  |  | Active Application | Lakeville | 55024 | Lakeville | 25FB01 | Residential | Production | 2020 |  | n/a
Dakota Electric Association | 15 | 25177 | Co-op | DMS495 | 4.64 | Solar |  |  | Active Application | Apple Valley | 55124 | Fischer West | 11FB10 | Residential | Production | 2020 |  | n/a
Dakota Electric Association | 15 | 25177 | Co-op | DMS496 | 8.85 | Solar |  |  | Active Application | Apple Valley | 55124 | Burnsville South | 05FB02 | Residential | Production | 2020 |  | n/a
Dakota Electric Association | 15 | 25177 | Co-op | DMS497 | 10.44 | Solar |  |  | Active Application | Eagan | 55121 | Yankee Doodle North | 10FB07 | Residential | Production | 2020 |  | n/a
Dakota Electric Association | 15 | 25177 | Co-op | DMS498 | 5.48 | Solar |  |  | Active Application | Lakeville | 55044 | Fischer West | 11FB12 | Residential | Production | 2020 |  | n/a
Dakota Electric Association | 15 | 25177 | Co-op | DMS499 | 4.93 | Solar |  |  | Active Application | Rosemount | 55068 | Fischer East | 11FB03 | Residential | Production | 2020 |  | n/a
Dakota Electric Association | 15 | 25177 | Co-op | DMS500 | 6.58 | Solar |  |  | Active Application | Apple Valley | 55124 | Lebanon Hills | 16FB03 | Residential | Production | 2020 |  | n/a
Dakota Electric Association | 15 | 25177 | Co-op | DMS501 | 21.46 | Solar |  |  | Active Application | Apple Valley | 55124 | Burnsville South | 05FB02 | Commercial | n/a | 2020 |  | n/a
Dakota Electric Association | 15 | 25177 | Co-op | DMS502 | 5.48 | Solar |  |  | Active Application | Lakeville | 55044 | Fischer West | 11FB12 | Residential | Production | 2020 |  | n/a
Dakota Electric Association | 15 | 25177 | Co-op | DMS503 | 4.93 | Solar |  |  | Active Application | Lakeville | 55044 | Fischer West | 11FB12 | Residential | Production | 2020 |  | n/a
Dakota Electric Association | 15 | 25177 | Co-op | DMS504 | 4.38 | Solar |  |  | Active Application | Lakeville | 55024 | Dodd Park | 22FB06 | Residential | Production | 2020 |  | n/a
Dakota Electric Association | 15 | 25177 | Co-op | DMS505 | 3.29 | Solar |  |  | Active Application | Apple Valley | 55124 | Apple Valley | 21FB01 | Residential | Production | 2020 |  | n/a
Dakota Electric Association | 15 | 25177 | Co-op | DMS506 | 6.58 | Solar |  |  | Active Application | Lakeville | 55044 | Fischer West | 11FB12 | Residential | Production | 2020 |  | n/a
Dakota Electric Association | 15 | 25177 | Co-op | DMS507 | 8.77 | Solar |  |  | Active Application | Lakeville | 55044 | Dodd Park | 22FB03 | Residential | Production | 2020 |  | n/a
Dakota Electric Association | 15 | 25177 | Co-op | DMS508 | 13.8 | Solar |  |  | Active Application | Burnsville | 55337 | Colonial Hills North | 13FB01 | Residential | Production | 2020 |  | n/a
Dakota Electric Association | 15 | 25177 | Co-op | DMS509 | 6.03 | Solar |  |  | Active Application | Lakeville | 55044 | Dakota Heights | 17FB02 | Residential | Production | 2020 |  | n/a
Dakota Electric Association | 15 | 25177 | Co-op | DMS510 | 3.84 | Solar |  |  | Active Application | Lakeville | 55044 | Fischer West | 11FB12 | Residential | Production | 2020 |  | n/a
Dakota Electric Association | 15 | 25177 | Co-op | DMS511 | 6.03 | Solar |  |  | Active Application | Farmington | 55024 | Vermillion River | 24FB06 | Residential | Production | 2020 |  | n/a
Dakota Electric Association | 15 | 25177 | Co-op | DMS512 | 9.32 | Solar |  |  | Active Application | Lakeville | 55044 | Ritter Park | 27FB04 | Residential | Production | 2020 |  | n/a
Dakota Electric Association | 15 | 25177 | Co-op | DMS513 | 9.86 | Solar |  |  | Active Application | Lakeville | 55044 | Fischer West | 11FB12 | Residential | Production | 2020 |  | n/a
Dakota Electric Association | 15 | 25177 | Co-op | DMS514 | 3.29 | Solar |  |  | Active Application | Eagan | 55123 | Lebanon Hills | 16FB02 | Residential | Production | 2020 |  | n/a
Dakota Electric Association | 15 | 25177 | Co-op | DMS515 | 8.22 | Solar |  |  | Active Application | Lakeville | 55044 | Lakeville | 25FB03 | Residential | Production | 2020 |  | n/a
Dakota Electric Association | 15 | 25177 | Co-op | DMS516 | 4.38 | Solar |  |  | Active Application | Lakeville | 55044 | Fischer West | 11FB12 | Residential | Production | 2020 |  | n/a
Dakota Electric Association | 15 | 25177 | Co-op | DMS517 | 9.86 | Solar |  |  | Active Application | Apple Valley | 55124 | Fischer East | 11FB08 | Residential | Production | 2020 |  | n/a
Dakota Electric Association | 15 | 25177 | Co-op | DMS518 | 10.41 | Solar |  |  | Active Application | Lakeville | 55044 | Dakota Heights | 17FB02 | Residential | Production | 2020 |  | n/a
Dakota Electric Association | 15 | 25177 | Co-op | DMS519 | 3.8 | Solar |  |  | Active Application | Apple Valley | 55124 | Fischer East | 11FB04 | Residential | Production | 2020 |  | n/a
Dakota Electric Association | 15 | 25177 | Co-op | DMS520 | 3.8 | Solar |  |  | Active Application | Apple Valley | 55124 | Fischer East | 11FB04 | Residential | Production | 2020 |  | n/a
Dakota Electric Association | 15 | 25177 | Co-op | DMS521 | 5.22 | Solar |  |  | Active Application | Apple Valley | 55124 | Fischer East | 11FB04 | Residential | Production | 2020 |  | n/a
Dakota Electric Association | 15 | 25177 | Co-op | DMS552 | 4.72 | Solar |  |  | Active Application | Eagan | 55122 | Deerwood | 12FB04 | Residential | Production | 2020 |  | n/a
Dakota Electric Association | 15 | 25177 | Co-op | DMS553 | 8.22 | Solar |  |  | Active Application | Lakeville | 55044 | Ritter Park | 27FB04 | Residential | Production | 2020 |  | n/a
Dakota Electric Association | 15 | 25177 | Co-op | DMS554 | 7.6 | Solar |  |  | Active Application | Burnsville | 55306 | Orchard Lake | 08FB05 | Residential | Production | 2020 |  | n/a
Dakota Electric Association | 15 | 25177 | Co-op | DMS555 | 6 | Solar |  |  | Active Application | Eagan | 55122 | River Hills East | 09FB03 | Residential | Production | 2020 |  | n/a
Dakota Electric Association | 15 | 25177 | Co-op | DMS568 | 9.77 | Solar |  |  | Active Application | Burnsville | 55337 | Burnsville South | 05FB04 | Residential | Production | 2020 | 2020 | n/a
Dakota Electric Association | 15 | 25177 | Co-op | DMS569 | 10 | Storage |  |  | Active Application | Burnsville | 55337 | Burnsville South | 05FB04 | Residential | Production | 2020 |  | n/a
Dakota Electric Association | 15 | 25177 | Co-op | DMS1 | 10.32 | Solar |  |  | Interconnected | Farmington | 55024 | Vermillion River | 24FB01 | Residential | n/a | 2012 | 2012 | n/a
Dakota Electric Association | 15 | 25177 | Co-op | DMS10 | 45.36 | Solar |  |  | Interconnected | Eagan | 55122 | Yankee Doodle | 10FB04 | Commercial | n/a | 2013 | 2013 | n/a
Dakota Electric Association | 15 | 25177 | Co-op | DMS10011 | 12 | Wind |  |  | Interconnected | Marshan | 55033 | Marshan | 18FB01 | Residential | n/a | n/a | 2001 | n/a
Dakota Electric Association | 15 | 25177 | Co-op | DMS10012 | 4.8 | Solar |  |  | Interconnected | Marshan | 55033 | Marshan | 18FB01 | Residential | n/a | 2009 | 2010 | n/a
Dakota Electric Association | 15 | 25177 | Co-op | DMS10013 | 39.5 | Wind |  |  | Interconnected | Nininger | 55033 | Hastings | 3FB04 | Commercial | n/a | 2007 | 2008 | n/a
Dakota Electric Association | 15 | 25177 | Co-op | DMS101 | 7.6 | Solar |  |  | Interconnected | Apple Valley | 55124 | Fischer | 11FB12 | Residential | Production | 2017 | 2017 | n/a
Dakota Electric Association | 15 | 25177 | Co-op | DMS102 | 7.6 | Solar |  |  | Interconnected | Eagan | 55123 | Eagan | 06FB04 | Residential | Production | 2017 | 2017 | n/a
Dakota Electric Association | 15 | 25177 | Co-op | DMS103 | 15.2 | Solar |  |  | Interconnected | Apple Valley | 55124 | Apple Valley | 21FB03 | Residential | Production | 2017 | 2017 | n/a
Dakota Electric Association | 15 | 25177 | Co-op | DMS104 | 7.6 | Solar |  |  | Interconnected | Burnsville | 55337 | Burnsville | 05FB05 | Residential | Production | 2017 | 2017 | n/a
Dakota Electric Association | 15 | 25177 | Co-op | DMS105 | 11.4 | Solar |  |  | Interconnected | Northfield | 55057 | Castle Rock | 04FB02 | Residential | Production | 2017 | 2017 | n/a
Dakota Electric Association | 15 | 25177 | Co-op | DMS107 | 3.8 | Solar |  |  | Interconnected | Eagan | 55122 | Pilot Knob | 19FB05 | Residential | Production | 2017 | 2017 | n/a
Dakota Electric Association | 15 | 25177 | Co-op | DMS108 | 5 | Solar |  |  | Interconnected | Apple Valley | 55124 | Burnsville | 05FB09 | Residential | Production | 2017 | 2017 | n/a
Dakota Electric Association | 15 | 25177 | Co-op | DMS109 | 6 | Solar |  |  | Interconnected | Lakeville | 55044 | Dakota Heights | 17FB02 | Residential | Production | 2017 | 2017 | n/a
Dakota Electric Association | 15 | 25177 | Co-op | DMS11 | 5.59 | Solar |  |  | Interconnected | Lakeville | 55044 | Lake Marion | 15FB01 | Residential | n/a | 2013 | 2013 | n/a
Dakota Electric Association | 15 | 25177 | Co-op | DMS110 | 37.8 | Solar |  |  | Interconnected | Lakeville | 55044 | Ritter Park | 27FB02 | Commercial | n/a | 2017 | 2017 | n/a
Dakota Electric Association | 15 | 25177 | Co-op | DMS113 | 10 | Solar |  |  | Interconnected | Eagan | 55123 | Lebannon Hills | 16FB05 | Residential | Production | 2017 | 2017 | n/a
Dakota Electric Association | 15 | 25177 | Co-op | DMS114 | 7.6 | Solar |  |  | Interconnected | Hampton | 55031 | Randolph | 32FB02 | Residential | Production | 2017 | 2017 | n/a
Dakota Electric Association | 15 | 25177 | Co-op | DMS115 | 18 | Solar |  |  | Interconnected | Farmington | 55024 | Vermillion River | 24FB02 | Utility | n/a | 2014 | 2014 | n/a
Dakota Electric Association | 15 | 25177 | Co-op | DMS117 | 34.2 | Solar |  |  | Interconnected | Eagan | 55124 | Lebannon Hills | 16FB03 | Commercial | n/a | 2017 | 2018 | n/a
Dakota Electric Association | 15 | 25177 | Co-op | DMS118 | 10 | Solar |  |  | Interconnected | Inver Grove Heights | 55124 | Lebannon Hills | 17FB03 | Residential | Production | 2017 | 2018 | n/a
Dakota Electric Association | 15 | 25177 | Co-op | DMS119 | 7.6 | Solar |  |  | Interconnected | Apple Valley | 55124 | Fischer | 11FB04 | Residential | Production | 2017 | 2018 | n/a
Dakota Electric Association | 15 | 25177 | Co-op | DMS12 | 3 | Solar |  |  | Interconnected | Burnsville | 55337 | Burnsville | 5FB03 | Residential | n/a | 2013 | 2013 | n/a
Dakota Electric Association | 15 | 25177 | Co-op | DMS122 | 7.6 | Solar |  |  | Interconnected | Eagan | 55123 | Lebannon Hills | 16FB02 | Residential | Production | 2018 | 2018 | n/a
Dakota Electric Association | 15 | 25177 | Co-op | DMS123 | 6.09 | Solar |  |  | Interconnected | Eagan | 55123 | Lebannon Hills | 16FB02 | Residential | Production | 2018 | 2018 | n/a
Dakota Electric Association | 15 | 25177 | Co-op | DMS124 | 15.2 | Solar |  |  | Interconnected | Eagan | 55123 | Deerwood | 12FB02 | Residential | Production | 2018 | 2018 | n/a
Dakota Electric Association | 15 | 25177 | Co-op | DMS125 | 10 | Solar |  |  | Interconnected | Apple Valley | 55077 | Burnsville | 05FB09 | Residential | Production | 2018 | 2018 | n/a
Dakota Electric Association | 15 | 25177 | Co-op | DMS126 | 7.6 | Solar |  |  | Interconnected | Lakeville | 55124 | Dakota Heights | 17FB02 | Residential | Production | 2018 | 2018 | n/a
Dakota Electric Association | 15 | 25177 | Co-op | DMS127 | 10 | Solar |  |  | Interconnected | Burnsville | 55337 | Burnsville | 05FB05 | Residential | Production | 2018 | 2018 | n/a
Dakota Electric Association | 15 | 25177 | Co-op | DMS128 | 7.6 | Solar |  |  | Interconnected | Apple Valley | 55124 | Apple Valley | 21FB02 | Residential | Production | 2017 | 2018 | n/a
Dakota Electric Association | 15 | 25177 | Co-op | DMS129 | 5.88 | Solar |  |  | Interconnected | Eagan | 55077 | Lemay Lake | 14FB04 | Residential | Production | 2018 | 2018 | n/a
Dakota Electric Association | 15 | 25177 | Co-op | DMS13 | 30 | Solar |  |  | Interconnected | Eagan | 55122 | Yankee Doodle | 10FB05 | Commercial | n/a | 2013 | 2013 | n/a
Dakota Electric Association | 15 | 25177 | Co-op | DMS130 | 12 | Solar |  |  | Interconnected | Northfield | 55057 | Castle Rock | 04FB02 | Residential | Production | 2018 | 2018 | n/a
Dakota Electric Association | 15 | 25177 | Co-op | DMS131 | 7.6 | Solar |  |  | Interconnected | Apple Valley | 55077 | Pilot Knob | 19FB04 | Residential | Production | 2018 | 2018 | n/a
Dakota Electric Association | 15 | 25177 | Co-op | DMS132 | 7.82 | Solar |  |  | Interconnected | Lakeville | 55024 | Ritter Park | 27FB04 | Residential | Production | 2018 | 2018 | n/a
Dakota Electric Association | 15 | 25177 | Co-op | DMS133 | 10 | Solar |  |  | Interconnected | New Market | 55044 | Lake Marion | 15FB01 | Residential | Production | 2017 | 2017 | n/a
Dakota Electric Association | 15 | 25177 | Co-op | DMS134 | 7.6 | Solar |  |  | Interconnected | Farmington | 55123 | Vermillion River | 24FB01 | Residential | Production | 2018 | 2018 | n/a
Dakota Electric Association | 15 | 25177 | Co-op | DMS135 | 7.6 | Solar |  |  | Interconnected | Apple Valley | 55124 | Apple Valley | 21FB03 | Residential | Production | 2018 | 2018 | n/a
Dakota Electric Association | 15 | 25177 | Co-op | DMS138 | 20 | Solar |  |  | Interconnected | Inver Grove Heights | 55077 | Wescott Park | 20FB04 | Residential | Production | 2018 | 2018 | n/a
Dakota Electric Association | 15 | 25177 | Co-op | DMS139 | 10 | Solar |  |  | Interconnected | Hastings | 55123 | Nininger | 29FB03 | Residential | Production | 2018 | 2018 | n/a
Dakota Electric Association | 15 | 25177 | Co-op | DMS14 | 40 | Solar |  |  | Interconnected | Greenvale | 55057 | Castle Rock | 4FB04 | Commercial | n/a | 2013 | 2014 | n/a
Dakota Electric Association | 15 | 25177 | Co-op | DMS140 | 5 | Solar |  |  | Interconnected | Lakeville | 55123 | Dodd Park | 22FB05 | Residential | Production | 2018 | 2018 | n/a
Dakota Electric Association | 15 | 25177 | Co-op | DMS141 | 3.8 | Solar |  |  | Interconnected | Eagan | 55123 | Lebannon Hills | 16FB04 | Residential | Production | 2018 | 2018 | n/a
Dakota Electric Association | 15 | 25177 | Co-op | DMS142 | 7.6 | Solar |  |  | Interconnected | Burnsville | 55306 | Dakota Heights | 17FB01 | Residential | Production | 2018 | 2018 | n/a
Dakota Electric Association | 15 | 25177 | Co-op | DMS143 | 7.6 | Solar |  |  | Interconnected | Farmington | 55123 | Empire | 23FB02 | Residential | Production | 2018 | 2018 | n/a
Dakota Electric Association | 15 | 25177 | Co-op | DMS144 | 10 | Solar |  |  | Interconnected | Burnsville | 55337 | Burnsville | 05FB05 | Residential | Production | 2018 | 2018 | n/a
Dakota Electric Association | 15 | 25177 | Co-op | DMS145 | 7.6 | Solar |  |  | Interconnected | Apple Valley | 55123 | Apple Valley | 21FB06 | Residential | Production | 2018 | 2018 | n/a
Dakota Electric Association | 15 | 25177 | Co-op | DMS146 | 5 | Solar |  |  | Interconnected | Lakeville | 55123 | Kenrick | 26FB02 | Residential | Production | 2018 | 2018 | n/a
Dakota Electric Association | 15 | 25177 | Co-op | DMS147 | 10 | Solar |  |  | Interconnected | Burnsville | 55306 | Burnsville | 05FB01 | Residential | Production | 2018 | 2018 | n/a
Dakota Electric Association | 15 | 25177 | Co-op | DMS148 | 7.6 | Solar |  |  | Interconnected | Farmington | 55123 | Dodd Park | 22FB03 | Residential | Production | 2018 | 2018 | n/a
Dakota Electric Association | 15 | 25177 | Co-op | DMS149 | 7.6 | Solar |  |  | Interconnected | Inver Grove Heights | 55123 | Lebannon Hills | 16FB02 | Residential | Production | 2018 | 2018 | n/a
Dakota Electric Association | 15 | 25177 | Co-op | DMS150 | 4.4 | Solar |  |  | Interconnected | Lakeville | 55024 | Lake Marion | 15FB04 | Residential | Production | 2018 | 2018 | n/a
Dakota Electric Association | 15 | 25177 | Co-op | DMS151 | 11.4 | Solar |  |  | Interconnected | Eagan | 55124 | River Hills | 09FB04 | Residential | Production | 2018 | 2018 | n/a
Dakota Electric Association | 15 | 25177 | Co-op | DMS152 | 11.4 | Solar |  |  | Interconnected | Eagan | 55123 | Lebannon Hills | 16FB03 | Residential | Production | 2018 | 2018 | n/a
Dakota Electric Association | 15 | 25177 | Co-op | DMS153 | 18.3 | Solar |  |  | Interconnected | Hastings | 55033 | Marshan | 18FB02 | Residential | Production | 2018 | 2019 | n/a
Dakota Electric Association | 15 | 25177 | Co-op | DMS154 | 2000 | Solar |  |  | Interconnected | Hampton | 55065 | Randolph | 32FB05 | Utility | n/a | 2017 | 2018 | n/a
Dakota Electric Association | 15 | 25177 | Co-op | DMS155 | 8.41 | Solar |  |  | Interconnected | Hastings | 55123 | Nininger | 29FB01 | Residential | Production | 2018 | 2018 | n/a
Dakota Electric Association | 15 | 25177 | Co-op | DMS157 | 10 | Solar |  |  | Interconnected | Inver Grove Heights | 55024 | Wescott Park | 20FB04 | Residential | Production | 2018 | 2018 | n/a
Dakota Electric Association | 15 | 25177 | Co-op | DMS158 | 5 | Solar |  |  | Interconnected | Burnsville | 55337 | River Hills | 09FB01 | Residential | Production | 2018 | 2018 | n/a
Dakota Electric Association | 15 | 25177 | Co-op | DMS160 | 15.2 | Solar |  |  | Interconnected | Hastings | 55124 | Marshan | 18FB02 | Residential | Production | 2018 | 2018 | n/a
Dakota Electric Association | 15 | 25177 | Co-op | DMS161 | 6.615 | Solar |  |  | Interconnected | Burnsville | 55123 | Orchard Lake | 08FB03 | Residential | Production | 2018 | 2018 | n/a
Dakota Electric Association | 15 | 25177 | Co-op | DMS162 | 20 | Solar |  |  | Interconnected | Rosemount | 55123 | Lebannon Hills | 16FB06 | Residential | Production | 2018 | 2018 | n/a
Dakota Electric Association | 15 | 25177 | Co-op | DMS163 | 4.8 | Solar |  |  | Interconnected | Apple Valley | 55124 | Lakeville | 25FB06 | Residential | Production | 2019 | 2019 | n/a
Dakota Electric Association | 15 | 25177 | Co-op | DMS164 | 6.38 | Solar |  |  | Interconnected | Lakeville | 55044 | Ritter Park | 27FB04 | Residential | Production | 2018 | 2019 | n/a
Dakota Electric Association | 15 | 25177 | Co-op | DMS165 | 8.6 | Solar |  |  | Interconnected | Eagan | 55122 | Lemay Lake | 14FB03 | Residential | Production | 2019 | 2019 | n/a
Dakota Electric Association | 15 | 25177 | Co-op | DMS166 | 4.5 | Solar |  |  | Interconnected | Apple Valley | 55124 | Burnsville | 05FB02 | Residential | Production | 2019 | 2019 | n/a
Dakota Electric Association | 15 | 25177 | Co-op | DMS167 | 36 | Solar |  |  | Interconnected | Lakeville | 55044 | Fischer | 11FB12 | Commercial | n/a | 2018 | 2019 | n/a
Dakota Electric Association | 15 | 25177 | Co-op | DMS169 | 6 | Solar |  |  | Interconnected | Lakeville | 55044 | Dodd Park | 22FB03 | Residential | Production | 2019 | 2019 | n/a
Dakota Electric Association | 15 | 25177 | Co-op | DMS17 | 11.4 | Solar |  |  | Interconnected | Welch | 55089 | Miesville | 7FB04 | Residential | Production | 2015 | 2015 | n/a
Dakota Electric Association | 15 | 25177 | Co-op | DMS170 | 10 | Solar |  |  | Interconnected | Eagan | 55123 | Deerwood | 12FB02 | Residential | Production | 2019 | 2019 | n/a
Dakota Electric Association | 15 | 25177 | Co-op | DMS171 | 8.7 | Solar |  |  | Interconnected | Eagan | 55121 | Deerwood | 12FB02 | Residential | Production | 2019 | 2019 | n/a
Dakota Electric Association | 15 | 25177 | Co-op | DMS172 | 4.97 | Solar |  |  | Interconnected | Rosemount | 55068 | Lakeville | 25FB02 | Residential | Production | 2018 | 2019 | n/a
Dakota Electric Association | 15 | 25177 | Co-op | DMS173 | 36 | Solar |  |  | Interconnected | Lakeville | 55044 | Fischer | 11FB12 | Commercial | n/a | 2019 | 2019 | n/a
Dakota Electric Association | 15 | 25177 | Co-op | DMS174 | 6.48 | Solar |  |  | Interconnected | Eagan | 55122 | Yankee Doodle | 10FB03 | Residential | Production | 2018 | 2019 | n/a
Dakota Electric Association | 15 | 25177 | Co-op | DMS175 | 13.8 | Solar |  |  | Interconnected | Lakeville | 55044 | Orchard Lake | 08FB03 | Residential | Production | 2018 | 2019 | n/a
Dakota Electric Association | 15 | 25177 | Co-op | DMS176 | 7.15 | Solar |  |  | Interconnected | Lakeville | 55044 | Dakota Heights | 17FB04 | Residential | Production | 2018 | 2019 | n/a
Dakota Electric Association | 15 | 25177 | Co-op | DMS177 | 11.4 | Solar |  |  | Interconnected | Elko New Market | 55020 | Lake Marion | 15FB04 | Residential | Production | 2018 | 2018 | n/a
Dakota Electric Association | 15 | 25177 | Co-op | DMS178 | 10 | Solar |  |  | Interconnected | Eagan | 55123 | Eagan | 06FB01 | Residential | Production | 2018 | 2019 | n/a
Dakota Electric Association | 15 | 25177 | Co-op | DMS179 | 36 | Solar |  |  | Interconnected | Burnsville | 55077 | Burnscott | 31FB01 | Commercial | n/a | 2018 | 2018 | n/a
Dakota Electric Association | 15 | 25177 | Co-op | DMS180 | 6.1 | Solar |  |  | Interconnected | Apple Valley | 55124 | Burnsville | 05FB09 | Residential | Production | 2019 | 2019 | n/a
Dakota Electric Association | 15 | 25177 | Co-op | DMS182 | 5.8 | Solar |  |  | Interconnected | Apple Valley | 55124 | Fischer | 11FB04 | Residential | Production | 2019 | 2019 | n/a
Dakota Electric Association | 15 | 25177 | Co-op | DMS183 | 19 | Solar |  |  | Interconnected | Hastings | 55033 | Hastings | 03FB04 | Residential | Production | 2019 | 2019 | n/a
Dakota Electric Association | 15 | 25177 | Co-op | DMS184 | 9.9 | Solar |  |  | Interconnected | Apple Valley | 55124 | Fischer | 11FB09 | Residential | Production | 2018 | 2019 | n/a
Dakota Electric Association | 15 | 25177 | Co-op | DMS185 | 36 | Solar |  |  | Interconnected | Miesville | 55033 | Miesville | 07FB01 | Residential | Production | 2019 | 2019 | n/a
Dakota Electric Association | 15 | 25177 | Co-op | DMS186 | 6 | Solar |  |  | Interconnected | Farmington | 55024 | Vermillion River | 24FB01 | Residential | Production | 2019 | 2019 | n/a
Dakota Electric Association | 15 | 25177 | Co-op | DMS187 | 10 | Solar |  |  | Interconnected | Eagan | 55121 | Lebannon Hills | 16FB05 | Residential | Production | 2019 | 2019 | n/a
Dakota Electric Association | 15 | 25177 | Co-op | DMS188 | 11.4 | Solar |  |  | Interconnected | Apple Valley | 55124 | Apple Valley | 21FB01 | Residential | Production | 2019 | 2019 | n/a
Dakota Electric Association | 15 | 25177 | Co-op | DMS189 | 7.6 | Solar |  |  | Interconnected | Lakeville | 55044 | Dodd Park | 22FB01 | Residential | Production | 2019 | 2019 | n/a
Dakota Electric Association | 15 | 25177 | Co-op | DMS19 | 7.955 | Solar |  |  | Interconnected | Inver Grove Heights | 55077 | Yankee Doodle | 10FB06 | Residential | Production | 2014 | 2015 | n/a
Dakota Electric Association | 15 | 25177 | Co-op | DMS190 | 6.1 | Solar |  |  | Interconnected | Eagan | 55122 | Deerwood | 12FB04 | Residential | Production | 2019 | 2019 | n/a
Dakota Electric Association | 15 | 25177 | Co-op | DMS191 | 2.7 | Solar |  |  | Interconnected | Eagan | 55123 | Eagan | 06FB01 | Commercial | n/a | 2019 | 2019 | n/a
Dakota Electric Association | 15 | 25177 | Co-op | DMS192 | 6 | Solar |  |  | Interconnected | Apple Valley | 55124 | Apple Valley | 21FB04 | Residential | Production | 2019 | 2019 | n/a
Dakota Electric Association | 15 | 25177 | Co-op | DMS19216 | 2.2 | Solar |  |  | Interconnected | Apple Valley | 55124 | Apple Valley | 21FB01 | Commercial | n/a | n/a | 2007 | n/a
Dakota Electric Association | 15 | 25177 | Co-op | DMS19217 | 20 | Wind |  |  | Interconnected | Apple Valley | 55124 | Apple Valley | 21FB01 | Commercial | n/a | n/a | 2007 | n/a
Dakota Electric Association | 15 | 25177 | Co-op | DMS19218 | 5 | Solar |  |  | Interconnected | Farmington | 55024 | Lake Marion | 15FB03 | Residential | n/a | 2008 | 2008 | n/a
Dakota Electric Association | 15 | 25177 | Co-op | DMS193 | 7.6 | Solar |  |  | Interconnected | Apple Valley | 55124 | Lakeville | 25FB06 | Residential | Production | 2019 | 2019 | n/a
Dakota Electric Association | 15 | 25177 | Co-op | DMS194 | 7.6 | Solar |  |  | Interconnected | Lakeville | 55044 | Orchard Lake | 08FB03 | Residential | Production | 2019 | 2019 | n/a
Dakota Electric Association | 15 | 25177 | Co-op | DMS195 | 5 | Solar |  |  | Interconnected | Lakeville | 55044 | Orchard Lake | 08FB04 | Residential | Production | 2019 | 2019 | n/a
Dakota Electric Association | 15 | 25177 | Co-op | DMS197 | 8.8 | Solar |  |  | Interconnected | Burnsville | 55306 | Dakota Heights | 17FB01 | Residential | Production | 2019 | 2019 | n/a
Dakota Electric Association | 15 | 25177 | Co-op | DMS198 | 5.06 | Solar |  |  | Interconnected | Apple Valley | 55124 | Pilot Knob | 19FB04 | Residential | Production | 2019 | 2020 | n/a
Dakota Electric Association | 15 | 25177 | Co-op | DMS199 | 4.8 | Solar |  |  | Interconnected | Lakeville | 55044 | Fischer | 11FB12 | Residential | Production | 2019 | 2020 | n/a
Dakota Electric Association | 15 | 25177 | Co-op | DMS200 | 5 | Solar |  |  | Interconnected | Burnsville | 55306 | Colonial Hills | 13FB04 | Residential | Production | 2019 | 2019 | n/a
Dakota Electric Association | 15 | 25177 | Co-op | DMS20016 | 7.5 | Solar |  |  | Interconnected | Marshan | 55033 | Miesville | 7FB01 | Residential | n/a | 2011 | 2012 | n/a
Dakota Electric Association | 15 | 25177 | Co-op | DMS201 | 2.88 | Solar |  |  | Interconnected | Hastings | 55033 | Marshan | 18FB02 | Residential | Production | 2018 | 2019 | n/a
Dakota Electric Association | 15 | 25177 | Co-op | DMS202 | 5 | Solar |  |  | Interconnected | Northfield | 55057 | Lake Marion | 15FB04 | Residential | Production | 2019 | 2020 | n/a
Dakota Electric Association | 15 | 25177 | Co-op | DMS203 | 10.08 | Solar |  |  | Interconnected | Rosemount | 55068 | Lebannon Hills | 16FB01 | Residential | Production | 2018 | 2019 | n/a
Dakota Electric Association | 15 | 25177 | Co-op | DMS204 | 5.8 | Solar |  |  | Interconnected | Eagan | 55121 | Lebannon Hills | 16FB01 | Residential | Production | 2019 | 2019 | n/a
Dakota Electric Association | 15 | 25177 | Co-op | DMS205 | 7.25 | Solar |  |  | Interconnected | Apple Valley | 55124 | Burnsville | 05FB11 | Residential | Production | 2019 | 2019 | n/a
Dakota Electric Association | 15 | 25177 | Co-op | DMS206 | 6.38 | Solar |  |  | Interconnected | Apple Valley | 55124 | Apple Valley | 21FB06 | Residential | Production | 2019 | 2019 | n/a
Dakota Electric Association | 15 | 25177 | Co-op | DMS207 | 7.68 | Solar |  |  | Interconnected | Apple Valley | 55124 | Apple Valley | 21FB06 | Residential | Production | 2019 | 2019 | n/a
Dakota Electric Association | 15 | 25177 | Co-op | DMS208 | 9.57 | Solar |  |  | Interconnected | Farmington | 55024 | Vermillion River | 24FB02 | Residential | Production | 2019 | 2019 | n/a
Dakota Electric Association | 15 | 25177 | Co-op | DMS209 | 11.4 | Solar |  |  | Interconnected | Lakeville | 55044 | Lake Marion | 15FB03 | Residential | Production | 2019 | 2019 | n/a
Dakota Electric Association | 15 | 25177 | Co-op | DMS21 | 4.8 | Solar |  |  | Interconnected | Burnsville | 55306 | Dakota Heights | 17FB01 | Residential | Production | 2014 | 2015 | n/a
Dakota Electric Association | 15 | 25177 | Co-op | DMS210 | 7.6 | Solar |  |  | Interconnected | Farmington | 55024 | Lakeville | 25FB01 | Residential | Production | 2019 | 2019 | n/a
Dakota Electric Association | 15 | 25177 | Co-op | DMS211 | 5.3 | Solar |  |  | Interconnected | Apple Valley | 55124 | Fischer | 11FB12 | Residential | Production | 2019 | 2019 | n/a
Dakota Electric Association | 15 | 25177 | Co-op | DMS212 | 5.3 | Solar |  |  | Interconnected | Lakeville | 55044 | Fischer | 11FB12 | Residential | Production | 2019 | 2019 | n/a
Dakota Electric Association | 15 | 25177 | Co-op | DMS213 | 6 | Solar |  |  | Interconnected | Apple Valley | 55124 | Burnsville | 05FB09 | Residential | Production | 2019 | 2019 | n/a
Dakota Electric Association | 15 | 25177 | Co-op | DMS214 | 11.73 | Solar |  |  | Interconnected | Lakeville | 55044 | Ritter Park | 27FB03 | Residential | Production | 2018 | 2019 | n/a
Dakota Electric Association | 15 | 25177 | Co-op | DMS215 | 6.96 | Solar |  |  | Interconnected | Eagan | 55122 | Deerwood | 12FB05 | Residential | Production | 2019 | 2019 | n/a
Dakota Electric Association | 15 | 25177 | Co-op | DMS216 | 7.6 | Solar |  |  | Interconnected | Farmington | 55024 | Vermillion River | 24FB06 | Residential | Production | 2019 | 2019 | n/a
Dakota Electric Association | 15 | 25177 | Co-op | DMS217 | 14 | Solar |  |  | Interconnected | Eagan | 55123 | Eagan | 06FB05 | Residential | Production | 2019 | 2019 | n/a
Dakota Electric Association | 15 | 25177 | Co-op | DMS218 | 7.6 | Solar |  |  | Interconnected | Eagan | 55123 | Lebannon Hills | 16FB05 | Residential | Production | 2019 | 2019 | n/a
Dakota Electric Association | 15 | 25177 | Co-op | DMS219 | 10 | Solar |  |  | Interconnected | Eagan | 55123 | Deerwood | 12FB05 | Residential | Production | 2019 | 2019 | n/a
Dakota Electric Association | 15 | 25177 | Co-op | DMS22 | 12 | Solar |  |  | Interconnected | Rosemount | 55068 | Lebanon Hills | 16FB06 | Residential | Production | 2015 | 2015 | n/a
Dakota Electric Association | 15 | 25177 | Co-op | DMS220 | 6 | Solar |  |  | Interconnected | Eagan | 55122 | Deerwood | 12FB02 | Residential | Production | 2019 | 2019 | n/a
Dakota Electric Association | 15 | 25177 | Co-op | DMS22000 | 1.12 | Solar |  |  | Interconnected | Rosemount | 55068 | Lebannon Hills | 16FB06 | Residential | n/a | 2016 | 2016 | n/a
Dakota Electric Association | 15 | 25177 | Co-op | DMS221 | 7.6 | Solar |  |  | Interconnected | Rosemount | 55068 | Lebannon Hills | 16FB06 | Residential | Production | 2019 | 2019 | n/a
Dakota Electric Association | 15 | 25177 | Co-op | DMS222 | 8.64 | Solar |  |  | Interconnected | Lakeville | 55044 | Ritter Park | 27FB04 | Residential | Production | 2019 | 2019 | n/a
Dakota Electric Association | 15 | 25177 | Co-op | DMS223 | 6 | Solar |  |  | Interconnected | Northfield | 55057 | Castle Rock | 04FB02 | Residential | Production | 2019 | 2019 | n/a
Dakota Electric Association | 15 | 25177 | Co-op | DMS224 | 10 | Solar |  |  | Interconnected | Inver Grove Heights | 55077 | Eagan | 06FB05 | Residential | Production | 2019 | 2019 | n/a
Dakota Electric Association | 15 | 25177 | Co-op | DMS22416 | 3.8 | Solar |  |  | Interconnected | Lakeville | 55044 | Dakota Heights | 17FB05 | Commercial | n/a | 2009 | 2010 | n/a
Dakota Electric Association | 15 | 25177 | Co-op | DMS225 | 4.8 | Solar |  |  | Interconnected | Apple Valley | 55124 | Apple Valley | 21FB01 | Residential | Production | 2019 | 2021 | n/a
Dakota Electric Association | 15 | 25177 | Co-op | DMS226 | 7.6 | Solar |  |  | Interconnected | Burnsville | 55337 | Orchard Lake | 08FB01 | Residential | Production | 2019 | 2019 | n/a
Dakota Electric Association | 15 | 25177 | Co-op | DMS227 | 7.6 | Solar |  |  | Interconnected | Eagan | 55122 | Pilot Knob | 19FB05 | Residential | Production | 2019 | 2019 | n/a
Dakota Electric Association | 15 | 25177 | Co-op | DMS228 | 3.8 | Solar |  |  | Interconnected | Eagan | 55123 | Lemay Lake | 14FB03 | Residential | Production | 2019 | 2019 | n/a
Dakota Electric Association | 15 | 25177 | Co-op | DMS229 | 4.64 | Solar |  |  | Interconnected | Apple Valley | 55124 | Fischer | 11FB04 | Residential | Production | 2019 | 2019 | n/a
Dakota Electric Association | 15 | 25177 | Co-op | DMS23 | 6 | Solar |  |  | Interconnected | Burnsville | 55337 | River Hills | 9FB05 | Residential | Production | 2014 | 2015 | n/a
Dakota Electric Association | 15 | 25177 | Co-op | DMS230 | 7.92 | Solar |  |  | Interconnected | Lakeville | 55044 | Dodd Park | 22FB05 | Residential | Production | 2019 | 2020 | n/a
Dakota Electric Association | 15 | 25177 | Co-op | DMS231 | 7.6 | Solar |  |  | Interconnected | Apple Valley | 55124 | Fischer | 11FB10 | Residential | Production | 2019 | 2020 | n/a
Dakota Electric Association | 15 | 25177 | Co-op | DMS232 | 6 | Solar |  |  | Interconnected | Rosemount | 55068 | Lebannon Hills | 16FB03 | Residential | Production | 2019 | 2019 | n/a
Dakota Electric Association | 15 | 25177 | Co-op | DMS23216 | 1.71 | Solar |  |  | Interconnected | Rosemount | 55068 | Lebanon Hills | 16FB03 | Residential | n/a | 2009 | 2009 | n/a
Dakota Electric Association | 15 | 25177 | Co-op | DMS23217 | 2.7 | Solar |  |  | Interconnected | Burnsville | 55337 | Burnsville North | 5FB05 | Residential | n/a | 2009 | 2009 | n/a
Dakota Electric Association | 15 | 25177 | Co-op | DMS23218 | 7 | Solar |  |  | Interconnected | Welch | 55089 | Miesville | 7FB04 | Residential | n/a | 2009 | 2010 | n/a
Dakota Electric Association | 15 | 25177 | Co-op | DMS23219 | 15 | Wind |  |  | Interconnected | Webster | 55088 | Lake Marion | 15FB04 | Commercial | n/a | 2010 | 2010 | n/a
Dakota Electric Association | 15 | 25177 | Co-op | DMS23220 | 4.18 | Solar |  |  | Interconnected | Eagan | 55123 | Dodd Park | 22FB02 | Residential | n/a | 2009 | 2009 | n/a
Dakota Electric Association | 15 | 25177 | Co-op | DMS23221 | 3 | Solar |  |  | Interconnected | Ravenna | 55033 | Miesville | 7FB02 | Residential | n/a | 2010 | 2010 | n/a
Dakota Electric Association | 15 | 25177 | Co-op | DMS233 | 5 | Solar |  |  | Interconnected | Apple Valley | 55124 | Burnsville | 05FB11 | Residential | Production | 2019 | 2019 | n/a
Dakota Electric Association | 15 | 25177 | Co-op | DMS234 | 7.6 | Solar |  |  | Interconnected | Lakeville | 55044 | Dodd Park | 22FB60 | Residential | Production | 2019 | 2019 | n/a
Dakota Electric Association | 15 | 25177 | Co-op | DMS236 | 3.8 | Solar |  |  | Interconnected | Inver Grove Heights | 55077 | Yankee Doodle | 10FB06 | Residential | Production | 2019 | 2019 | n/a
Dakota Electric Association | 15 | 25177 | Co-op | DMS237 | 6.24 | Solar |  |  | Interconnected | Eagan | 55122 | River Hills | 09FB01 | Residential | Production | 2019 | 2019 | n/a
Dakota Electric Association | 15 | 25177 | Co-op | DMS238 | 5 | Solar |  |  | Interconnected | Farmington | 55024 | Vermillion River | 24FB02 | Residential | Production | 2019 | 2019 | n/a
Dakota Electric Association | 15 | 25177 | Co-op | DMS239 | 12 | Solar |  |  | Interconnected | Lakeville | 55044 | Dodd Park | 22FB01 | Residential | Production | 2019 | 2019 | n/a
Dakota Electric Association | 15 | 25177 | Co-op | DMS24 | 10 | Solar |  |  | Interconnected | Northfield | 55057 | Castle Rock | 4FB04 | Residential | Production | 2015 | 2015 | n/a
Dakota Electric Association | 15 | 25177 | Co-op | DMS240 | 7.6 | Solar |  |  | Interconnected | Eagan | 55123 | Eagan | 06FB02 | Residential | Production | 2019 | 2019 | n/a
Dakota Electric Association | 15 | 25177 | Co-op | DMS24016 | 6 | Solar |  |  | Interconnected | Eagan | 55122 | Deerwood | 12FB01 | Residential | n/a | 2011 | 2011 | n/a
Dakota Electric Association | 15 | 25177 | Co-op | DMS24017 | 5.16 | Solar |  |  | Interconnected | Lakeville | 55044 | Fischer West | 11FB02 | Residential | n/a | 2011 | 2011 | n/a
Dakota Electric Association | 15 | 25177 | Co-op | DMS241 | 7.6 | Solar |  |  | Interconnected | Eagan | 55123 | Lebannon Hills | 16FB01 | Residential | Production | 2019 | 2019 | n/a
Dakota Electric Association | 15 | 25177 | Co-op | DMS242 | 6 | Solar |  |  | Interconnected | Apple Valley | 55124 | Lakeville | 25FB06 | Residential | Production | 2019 | 2020 | n/a
Dakota Electric Association | 15 | 25177 | Co-op | DMS243 | 15.2 | Solar |  |  | Interconnected | Rosemount | 55068 | Pilot Knob | 19FB04 | Residential | Production | 2019 | 2019 | n/a
Dakota Electric Association | 15 | 25177 | Co-op | DMS244 | 7.6 | Solar |  |  | Interconnected | Inver Grove Heights | 55075 | Yankee Doodle | 10FB06 | Residential | Production | 2019 | 2019 | n/a
Dakota Electric Association | 15 | 25177 | Co-op | DMS245 | 7.6 | Solar |  |  | Interconnected | Apple Valley | 55124 | Burnsville | 05FB09 | Residential | Production | 2019 | 2020 | n/a
Dakota Electric Association | 15 | 25177 | Co-op | DMS246 | 11.4 | Solar |  |  | Interconnected | Hastings | 55033 | Marshan | 18FB01 | Residential | Production | 2019 | 2019 | n/a
Dakota Electric Association | 15 | 25177 | Co-op | DMS247 | 11.6 | Solar |  |  | Interconnected | Burnsville | 55306 | Orchard Lake | 08FB01 | Residential | Production | 2019 | 2019 | n/a
Dakota Electric Association | 15 | 25177 | Co-op | DMS248 | 22.8 | Solar |  |  | Interconnected | Lakeville | 55044 | Lake Marion | 15FB01 | Residential | Production | 2019 | 2019 | n/a
Dakota Electric Association | 15 | 25177 | Co-op | DMS249 | 17.4 | Solar |  |  | Interconnected | Burnsville | 55337 | Burnsville | 05FB01 | Residential | Production | 2019 | 2019 | n/a
Dakota Electric Association | 15 | 25177 | Co-op | DMS25 | 7.2 | Solar |  |  | Interconnected | Lakeville | 55044 | Ritter Park | 27FB03 | Residential | Production | 2015 | 2015 | n/a
Dakota Electric Association | 15 | 25177 | Co-op | DMS250 | 15.2 | Solar |  |  | Interconnected | Apple Valley | 55124 | Apple Valley | 21FB01 | Residential | Production | 2019 | 2019 | n/a
Dakota Electric Association | 15 | 25177 | Co-op | DMS251 | 22.8 | Solar |  |  | Interconnected | Hastings | 55033 | Hastings | 03FB02 | Residential | Production | 2019 | 2019 | n/a
Dakota Electric Association | 15 | 25177 | Co-op | DMS252 | 6 | Solar |  |  | Interconnected | Eagan | 55121 | Deerwood | 12FB05 | Residential | Production | 2019 | 2019 | n/a
Dakota Electric Association | 15 | 25177 | Co-op | DMS253 | 6 | Solar |  |  | Interconnected | Farmington | 55024 | Dodd Park | 22FB06 | Residential | Production | 2019 | 2019 | n/a
Dakota Electric Association | 15 | 25177 | Co-op | DMS254 | 18 | Solar |  |  | Interconnected | Lakeville | 55044 | Lake Marion | 15FB03 | Residential | Production | 2019 | 2019 | n/a
Dakota Electric Association | 15 | 25177 | Co-op | DMS255 | 5.9 | Solar |  |  | Interconnected | Apple Valley | 55124 | Lakeville | 25FB06 | Residential | Production | 2019 | 2019 | n/a
Dakota Electric Association | 15 | 25177 | Co-op | DMS256 | 10 | Solar |  |  | Interconnected | Apple Valley | 55124 | Lakeville | 25FB02 | Residential | Production | 2019 | 2019 | n/a
Dakota Electric Association | 15 | 25177 | Co-op | DMS257 | 7.6 | Solar |  |  | Interconnected | Lakeville | 55044 | Ritter Park | 27FB03 | Residential | Production | 2019 | 2019 | n/a
Dakota Electric Association | 15 | 25177 | Co-op | DMS258 | 17.6 | Solar |  |  | Interconnected | Hastings | 55033 | Miesville | 07FB01 | Residential | Production | 2019 | 2020 | n/a
Dakota Electric Association | 15 | 25177 | Co-op | DMS259 | 16 | Solar |  |  | Interconnected | Hastings | 55033 | Hastings | 03FB02 | Residential | Production | 2019 | 2020 | n/a
Dakota Electric Association | 15 | 25177 | Co-op | DMS26 | 10.8 | Solar |  |  | Interconnected | Welch | 55089 | Miesville | 7FB02 | Residential | Production | 2015 | 2015 | n/a
Dakota Electric Association | 15 | 25177 | Co-op | DMS260 | 4.06 | Solar |  |  | Interconnected | Burnsville | 55306 | Orchard Lake | 08FB01 | Residential | Production | 2019 | 2020 | n/a
Dakota Electric Association | 15 | 25177 | Co-op | DMS261 | 6 | Solar |  |  | Interconnected | Eagan | 55122 | Deerwood | 12FB02 | Residential | Production | 2019 | 2020 | n/a
Dakota Electric Association | 15 | 25177 | Co-op | DMS262 | 10 | Solar |  |  | Interconnected | Farmington | 55024 | Vermillion River | 24FB01 | Residential | Production | 2019 | 2019 | n/a
Dakota Electric Association | 15 | 25177 | Co-op | DMS263 | 3.8 | Solar |  |  | Interconnected | Burnsville | 55306 | Orchard Lake | 08FB04 | Residential | Production | 2019 | 2020 | n/a
Dakota Electric Association | 15 | 25177 | Co-op | DMS264 | 15.2 | Solar |  |  | Interconnected | Hampton | 55031 | Miesville | 07FB05 | Residential | Production | 2019 | 2019 | n/a
Dakota Electric Association | 15 | 25177 | Co-op | DMS265 | 9.44 | Solar |  |  | Interconnected | Eagan | 55123 | Wescott Park | 20FB06 | Residential | Production | 2019 | 2019 | n/a
Dakota Electric Association | 15 | 25177 | Co-op | DMS266 | 12.76 | Solar |  |  | Interconnected | Lakeville | 55044 | Lake Marion | 15FB01 | Residential | Production | 2019 | 2020 | n/a
Dakota Electric Association | 15 | 25177 | Co-op | DMS267 | 7.6 | Solar |  |  | Interconnected | Lakeville | 55044 | Ritter Park | 27FB04 | Residential | Production | 2019 | 2019 | n/a
Dakota Electric Association | 15 | 25177 | Co-op | DMS268 | 6 | Solar |  |  | Interconnected | Burnsville | 55306 | Colonial Hills | 13FB04 | Residential | Production | 2019 | 2019 | n/a
Dakota Electric Association | 15 | 25177 | Co-op | DMS269 | 3.8 | Solar |  |  | Interconnected | Eagan | 55123 | Eagan | 06FB06 | Residential | Production | 2019 | 2020 | n/a
Dakota Electric Association | 15 | 25177 | Co-op | DMS27 | 10 | Solar |  |  | Interconnected | Apple Valley | 55124 | Pilot Knob | 19FB04 | Residential | Production | 2015 | 2015 | n/a
Dakota Electric Association | 15 | 25177 | Co-op | DMS270 | 5.9 | Solar |  |  | Interconnected | Eagan | 55123 | Yankee Doodle | 10FB07 | Residential | Production | 2019 | 2019 | n/a
Dakota Electric Association | 15 | 25177 | Co-op | DMS271 | 14.16 | Solar |  |  | Interconnected | Apple Valley | 55124 | Lakeville | 25FB06 | Residential | Production | 2019 | 2020 | n/a
Dakota Electric Association | 15 | 25177 | Co-op | DMS272 | 5.605 | Solar |  |  | Interconnected | Apple Valley | 55124 | River Hills | 09FB04 | Residential | Production | 2019 | 2020 | n/a
Dakota Electric Association | 15 | 25177 | Co-op | DMS273 | 7.6 | Solar |  |  | Interconnected | Eagan | 55123 | Yankee Doodle | 10FB07 | Residential | Production | 2019 | 2020 | n/a
Dakota Electric Association | 15 | 25177 | Co-op | DMS274 | 5.52 | Solar |  |  | Interconnected | Eagan | 55122 | Eagan | 06FB05 | Residential | Production | 2019 | 2020 | n/a
Dakota Electric Association | 15 | 25177 | Co-op | DMS275 | 9.57 | Solar |  |  | Interconnected | Eagan | 55123 | Eagan | 06FB05 | Residential | Production | 2019 | 2019 | n/a
Dakota Electric Association | 15 | 25177 | Co-op | DMS276 | 6.09 | Solar |  |  | Interconnected | Burnsville | 55306 | Orchard Lake | 08FB01 | Residential | Production | 2019 | 2020 | n/a
Dakota Electric Association | 15 | 25177 | Co-op | DMS277 | 17.6 | Solar |  |  | Interconnected | Hastings | 55033 | Empire | 23FB02 | Residential | Production | 2019 | 2020 | n/a
Dakota Electric Association | 15 | 25177 | Co-op | DMS278 | 5.31 | Solar |  |  | Interconnected | Lakeville | 55024 | Dodd Park | 22FB06 | Residential | Production | 2019 | 2020 | n/a
Dakota Electric Association | 15 | 25177 | Co-op | DMS279 | 6.96 | Solar |  |  | Interconnected | Lakeville | 55044 | Lake Marion | 15FB01 | Residential | Production | 2019 | 2020 | n/a
Dakota Electric Association | 15 | 25177 | Co-op | DMS28 | 2.1 | Solar |  |  | Interconnected | Apple Valley | 55124 | Apple Valley | 21FB02 | Residential | n/a | 2006 | 2007 | n/a
Dakota Electric Association | 15 | 25177 | Co-op | DMS280 | 5.48 | Solar |  |  | Interconnected | Burnsville | 55337 | Burnsville | 05FB08 | Residential | Production | 2019 | 2019 | n/a
Dakota Electric Association | 15 | 25177 | Co-op | DMS281 | 6.96 | Solar |  |  | Interconnected | Burnsville | 55337 | Burnsville | 05FB01 | Residential | Production | 2019 | 2020 | n/a
Dakota Electric Association | 15 | 25177 | Co-op | DMS282 | 22.8 | Solar |  |  | Interconnected | Farmington | 55024 | Castle Rock | 04FB04 | Residential | Production | 2019 | 2019 | n/a
Dakota Electric Association | 15 | 25177 | Co-op | DMS283 | 15.4 | Solar |  |  | Interconnected | Lakeville | 55044 | Vermillion River | 24FB04 | Residential | Production | 2019 | 2020 | n/a
Dakota Electric Association | 15 | 25177 | Co-op | DMS284 | 4.72 | Solar |  |  | Interconnected | Lakeville | 55044 | Ritter Park | 27FB04 | Residential | Production | 2019 | 2020 | n/a
Dakota Electric Association | 15 | 25177 | Co-op | DMS285 | 5 | Solar |  |  | Interconnected | Lakeville | 55044 | Ritter Park | 27FB04 | Residential | Production | 2019 | 2020 | n/a
Dakota Electric Association | 15 | 25177 | Co-op | DMS286 | 5 | Solar |  |  | Interconnected | Burnsville | 55337 | Burnsville | 05FB01 | Residential | Production | 2019 | 2020 | n/a
Dakota Electric Association | 15 | 25177 | Co-op | DMS287 | 3.8 | Solar |  |  | Interconnected | Burnsville | 55337 | Burnsville | 05FB02 | Residential | Production | 2019 | 2020 | n/a
Dakota Electric Association | 15 | 25177 | Co-op | DMS289 | 4.64 | Solar |  |  | Interconnected | Apple Valley | 55124 | Burnsville North | 05FB03 | Residential | Production | 2020 | 2020 | n/a
Dakota Electric Association | 15 | 25177 | Co-op | DMS290 | 10 | Solar |  |  | Interconnected | Lakeville | 55044 | Lakeville | 25FB04 | Residential | Production | 2017 | 2017 | n/a
Dakota Electric Association | 15 | 25177 | Co-op | DMS291 | 3.25 | Solar |  |  | Interconnected | Eagan | 55123 | Lebannon Hills | 16FB04 | Residential | Production | 2018 | 2019 | n/a
Dakota Electric Association | 15 | 25177 | Co-op | DMS292 | 11.16 | Solar |  |  | Interconnected | Elko New Market | 55020 | Lake Marion | 15FB04 | Residential | Production | 2018 | 2019 | n/a
Dakota Electric Association | 15 | 25177 | Co-op | DMS293 | 9.43 | Solar |  |  | Interconnected | Farmington | 55024 | Vermillion River | 24FB06 | Residential | Production | 2018 | 2019 | n/a
Dakota Electric Association | 15 | 25177 | Co-op | DMS294 | 8.58 | Solar |  |  | Interconnected | Eagan | 55123 | Eagan | 06FB06 | Residential | Production | 2020 | 2020 | n/a
Dakota Electric Association | 15 | 25177 | Co-op | DMS297 | 3000 | Solar |  |  | Interconnected | Farmington | 55024 | Vermillion River | 24FB01 | Utility | n/a | 2019 | 2019 | n/a
Dakota Electric Association | 15 | 25177 | Co-op | DMS298 | 3 | Solar |  |  | Interconnected | Lakeville | 55044 | Dakota Heights | 17FB05 | Commercial | n/a | 2009 | 2010 | n/a
Dakota Electric Association | 15 | 25177 | Co-op | DMS3 | 10 | Wind |  |  | Interconnected | Webster | 55088 | Lake Marion | 15FB04 | Residential | n/a | 2011 | 2012 | n/a
Dakota Electric Association | 15 | 25177 | Co-op | DMS302 | 8 | Solar |  | X | Interconnected | Hampton | 55031 | Empire | 23FB04 | Residential | Production | 2017 | 2017 | n/a
Dakota Electric Association | 15 | 25177 | Co-op | DMS303 | 6 | Solar |  |  | Interconnected | Eagan | 55122 | Deerwood | 12FB01 | Residential | Production | 2016 | 2016 | n/a
Dakota Electric Association | 15 | 25177 | Co-op | DMS304 | 4 | Solar |  |  | Interconnected | Vermillion | 55033 | Hastings | 3FB04 | Commercial | n/a | 2008 | 2010 | n/a
Dakota Electric Association | 15 | 25177 | Co-op | DMS307 | 6 | Solar |  |  | Interconnected | Eagan | 55122 | River Hills West | 09FB04 | Residential | Production | 2020 | 2020 | n/a
Dakota Electric Association | 15 | 25177 | Co-op | DMS308 | 3.12 | Solar |  |  | Interconnected | Apple Valley | 55124 | Fischer West | 11FB10 | Residential | Production | 2020 | 2020 | n/a
Dakota Electric Association | 15 | 25177 | Co-op | DMS309 | 5 | Solar |  |  | Interconnected | Eagan | 55123 | LeMay Lake | 14FB03 | Residential | Production | 2020 | 2020 | n/a
Dakota Electric Association | 15 | 25177 | Co-op | DMS310 | 3.8 | Solar |  |  | Interconnected | Lakeville | 55044 | Dodd Park | 22FB04 | Residential | Production | 2019 | 2019 | n/a
Dakota Electric Association | 15 | 25177 | Co-op | DMS311 | 5 | Storage |  |  | Interconnected | Lakeville | 55044 | Dodd Park | 22FB04 | Residential | n/a | 2019 | 2019 | n/a
Dakota Electric Association | 15 | 25177 | Co-op | DMS312 | 8.99 | Solar |  |  | Interconnected | Apple Valley | 55124 | Lakeville | 25FB06 | Residential | Production | 2019 | 2019 | n/a
Dakota Electric Association | 15 | 25177 | Co-op | DMS313 | 16.24 | Solar |  |  | Interconnected | Prior Lake | 55372 | Kenrick | 26FB04 | Residential | Production | 2020 | 2020 | n/a
Dakota Electric Association | 15 | 25177 | Co-op | DMS314 | 7.6 | Solar |  |  | Interconnected | Apple Valley | 55124 | Lakeville | 25FB06 | Residential | Production | 2020 | 2020 | n/a
Dakota Electric Association | 15 | 25177 | Co-op | DMS315 | 20 | Solar |  |  | Interconnected | Inver Grove Heights | 55077 | Eagan | 06FB02 | Residential | Production | 2020 | 2020 | n/a
Dakota Electric Association | 15 | 25177 | Co-op | DMS317 | 3.77 | Solar |  |  | Interconnected | Apple Valley | 55124 | Apple Valley | 21FB06 | Residential | Production | 2020 | 2020 | n/a
Dakota Electric Association | 15 | 25177 | Co-op | DMS318 | 7.32 | Solar |  |  | Interconnected | Farmington | 55024 | Dodd Park | 22FB03 | Residential | Production | 2020 | 2020 | n/a
Dakota Electric Association | 15 | 25177 | Co-op | DMS319 | 10 | Solar |  |  | Interconnected | Eagan | 55123 | Pilot Knob | 19FB04 | Residential | Production | 2020 | 2020 | n/a
Dakota Electric Association | 15 | 25177 | Co-op | DMS320 | 10 | Solar |  |  | Interconnected | Northfield | 55057 | Castle Rock | 04FB02 | Residential | Production | 2020 | 2020 | n/a
Dakota Electric Association | 15 | 25177 | Co-op | DMS321 | 8.12 | Solar |  |  | Interconnected | Lakeville | 55044 | Ritter Park | 27FB03 | Residential | Production | 2020 | 2020 | n/a
Dakota Electric Association | 15 | 25177 | Co-op | DMS322 | 7.6 | Solar |  |  | Interconnected | Eagan | 55123 | Lebanon Hills | 16FB04 | Residential | Production | 2020 | 2020 | n/a
Dakota Electric Association | 15 | 25177 | Co-op | DMS323 | 10 | Solar |  |  | Interconnected | Farmington | 55024 | Vermillion River | 24FB06 | Residential | Production | 2020 | 2020 | n/a
Dakota Electric Association | 15 | 25177 | Co-op | DMS324 | 8.7 | Solar |  |  | Interconnected | Eagan | 55122 | Deerwood | 12FB03 | Residential | Production | 2020 | 2020 | n/a
Dakota Electric Association | 15 | 25177 | Co-op | DMS325 | 4.88 | Solar |  |  | Interconnected | Apple Valley | 55124 | Fischer East | 11FB06 | Residential | Production | 2020 | 2020 | n/a
Dakota Electric Association | 15 | 25177 | Co-op | DMS326 | 7.25 | Solar |  |  | Interconnected | Northfield | 55057 | Castle Rock | 04FB01 | Residential | Production | 2020 | 2020 | n/a
Dakota Electric Association | 15 | 25177 | Co-op | DMS327 | 7.6 | Solar |  |  | Interconnected | Hampton | 55031 | Empire | 23FB02 | Residential | Production | 2020 | 2020 | n/a
Dakota Electric Association | 15 | 25177 | Co-op | DMS328 | 10.25 | Solar |  |  | Interconnected | Apple Valley | 55124 | Burnsville North | 05FB09 | Residential | Production | 2020 | 2020 | n/a
Dakota Electric Association | 15 | 25177 | Co-op | DMS329 | 3.8 | Solar |  |  | Interconnected | Rosemount | 55068 | Fischer East | 11FB08 | Residential | Production | 2020 | 2020 | n/a
Dakota Electric Association | 15 | 25177 | Co-op | DMS33 | 15.2 | Solar |  |  | Interconnected | Welch | 55089 | Miesville | 7FB03 | Residential | Production | 2015 | 2015 | n/a
Dakota Electric Association | 15 | 25177 | Co-op | DMS330 | 11.4 | Solar |  |  | Interconnected | Apple Valley | 55124 | Apple Valley | 21FB03 | Residential | Production | 2020 | 2020 | n/a
Dakota Electric Association | 15 | 25177 | Co-op | DMS331 | 11.4 | Solar |  | X | Interconnected | Eagan | 55122 | River Hills East | 09FB03 | Residential | Production | 2020 | 2020 | n/a
Dakota Electric Association | 15 | 25177 | Co-op | DMS333 | 6 | Solar |  |  | Interconnected | Apple Valley | 55124 | Burnsville South | 05FB02 | Residential | Production | 2020 | 2020 | n/a
Dakota Electric Association | 15 | 25177 | Co-op | DMS334 | 3.8 | Solar |  |  | Interconnected | Eagan | 55123 | Lebanon Hills | 16FB03 | Residential | Production | 2020 | 2020 | n/a
Dakota Electric Association | 15 | 25177 | Co-op | DMS335 | 9.45 | Solar |  |  | Interconnected | Apple Valley | 55337 | Apple Valley | 21FB06 | Residential | Production | 2020 | 2020 | n/a
Dakota Electric Association | 15 | 25177 | Co-op | DMS336 | 8.02 | Solar |  |  | Interconnected | Lakeville | 55044 | Dodd Park | 22FB04 | Residential | Production | 2020 | 2020 | n/a
Dakota Electric Association | 15 | 25177 | Co-op | DMS337 | 0.001 | Solar |  |  | Interconnected | Lakeville | 55044 | Orchard Lake | 08FB03 | Residential | n/a | 2020 | 2020 | n/a
Dakota Electric Association | 15 | 25177 | Co-op | DMS338 | 8.7 | Solar |  |  | Interconnected | Farmington | 55024 | Dodd Park | 22FB06 | Residential | Production | 2020 | 2020 | n/a
Dakota Electric Association | 15 | 25177 | Co-op | DMS339 | 10.12 | Solar |  |  | Interconnected | Rosemount | 55068 | Lebanon Hills | 16FB03 | Residential | Production | 2020 | 2020 | n/a
Dakota Electric Association | 15 | 25177 | Co-op | DMS34 | 9.98 | Solar |  |  | Interconnected | Randolph | 55065 | Castle Rock | 04FB02 | Residential | Production | 2015 | 2016 | n/a
Dakota Electric Association | 15 | 25177 | Co-op | DMS340 | 5 | Solar |  |  | Interconnected | Apple Valley | 55124 | Burnsville South | 05FB02 | Residential | Production | 2020 | 2020 | n/a
Dakota Electric Association | 15 | 25177 | Co-op | DMS341 | 0.88 | Solar |  |  | Interconnected | Lakeville | 55044 | Ritter Park | 26FB04 | Residential | n/a | 2020 | 2020 | n/a
Dakota Electric Association | 15 | 25177 | Co-op | DMS343 | 3.8 | Solar |  |  | Interconnected | Apple Valley | 55124 | Fischer West | 11FB12 | Residential | Production | 2020 | 2020 | n/a
Dakota Electric Association | 15 | 25177 | Co-op | DMS345 | 7.32 | Solar |  |  | Interconnected | Apple Valley | 55124 | Fischer East | 11FB03 | Residential | Production | 2020 | 2020 | n/a
Dakota Electric Association | 15 | 25177 | Co-op | DMS346 | 6.09 | Solar |  |  | Interconnected | Eagan | 55122 | River Hills East | 09FB02 | Residential | Production | 2020 | 2020 | n/a
Dakota Electric Association | 15 | 25177 | Co-op | DMS348 | 5 | Solar |  |  | Interconnected | Apple Valley | 55124 | Fischer West | 11FB05 | Residential | Production | 2020 | 2020 | n/a
Dakota Electric Association | 15 | 25177 | Co-op | DMS349 | 22.8 | Solar |  |  | Interconnected | Farmington | 55024 | Vermillion River | 24FB02 | Residential | Production | 2020 | 2020 | n/a
Dakota Electric Association | 15 | 25177 | Co-op | DMS35 | 7.68 | Solar |  |  | Interconnected | Rosemount | 55068 | Lebanon Hills | 16FB06 | Residential | Production | 2015 | 2015 | n/a
Dakota Electric Association | 15 | 25177 | Co-op | DMS350 | 17.6 | Solar |  |  | Interconnected | Farmington | 55024 | Vermillion River | 24FB02 | Residential | Production | 2020 | 2020 | n/a
Dakota Electric Association | 15 | 25177 | Co-op | DMS351 | 3.84 | Solar |  |  | Interconnected | Eagan | 55122 | Deerwood | 12FB05 | Residential | Production | 2020 | 2020 | n/a
Dakota Electric Association | 15 | 25177 | Co-op | DMS352 | 6 | Solar |  |  | Interconnected | Eagan | 55122 | Deerwood | 12FB05 | Residential | Production | 2020 | 2020 | n/a
Dakota Electric Association | 15 | 25177 | Co-op | DMS353 | 6.09 | Solar |  |  | Interconnected | Burnsville | 55306 | Orchard Lake | 08FB01 | Residential | Production | 2020 | 2020 | n/a
Dakota Electric Association | 15 | 25177 | Co-op | DMS354 | 5 | Solar |  |  | Interconnected | Apple Valley | 55124 | Apple Valley | 21FB03 | Residential | Production | 2020 | 2020 | n/a
Dakota Electric Association | 15 | 25177 | Co-op | DMS355 | 7.2 | Solar |  |  | Interconnected | Lakeville | 55044 | Dakota Heights | 17FB01 | Residential | Production | 2020 | 2020 | n/a
Dakota Electric Association | 15 | 25177 | Co-op | DMS356 | 9.28 | Solar |  |  | Interconnected | Eagan | 55123 | Lebanon Hills | 16FB03 | Residential | Production | 2020 | 2020 | n/a
Dakota Electric Association | 15 | 25177 | Co-op | DMS357 | 7.83 | Solar |  |  | Interconnected | Lakeville | 55044 | Dakota Heights | 17FB04 | Residential | Production | 2020 | 2020 | n/a
Dakota Electric Association | 15 | 25177 | Co-op | DMS358 | 6.38 | Solar |  |  | Interconnected | Apple Valley | 55124 | Lakeville | 25FB02 | Residential | Production | 2020 | 2020 | n/a
Dakota Electric Association | 15 | 25177 | Co-op | DMS359 | 5.51 | Solar |  |  | Interconnected | Apple Valley | 55124 | Fischer West | 11FB12 | Residential | Production | 2020 | 2020 | n/a
Dakota Electric Association | 15 | 25177 | Co-op | DMS36 | 9.98 | Solar |  |  | Interconnected | Northfield | 55057 | Castle Rock | 4FB02 | Residential | Production | 2015 | 2015 | n/a
Dakota Electric Association | 15 | 25177 | Co-op | DMS360 | 2.9 | Solar |  |  | Interconnected | Farmington | 55024 | Vermillion River | 24FB01 | Residential | Production | 2020 | 2020 | n/a
Dakota Electric Association | 15 | 25177 | Co-op | DMS362 | 6.98 | Solar |  |  | Interconnected | Lakeville | 55044 | Dakota Heights | 17FB06 | Residential | Production | 2020 | 2020 | n/a
Dakota Electric Association | 15 | 25177 | Co-op | DMS363 | 9.77 | Solar |  |  | Interconnected | Hastings | 55033 | Marshan | 18FB01 | Residential | Production | 2020 | 2020 | n/a
Dakota Electric Association | 15 | 25177 | Co-op | DMS364 | 5 | Solar |  |  | Interconnected | Apple Valley | 55124 | Fischer West | 11FB09 | Residential | Production | 2020 | 2020 | n/a
Dakota Electric Association | 15 | 25177 | Co-op | DMS365 | 7.92 | Solar |  |  | Interconnected | Lakeville | 55044 | Orchard Lake | 08FB06 | Residential | Production | 2020 | 2020 | n/a
Dakota Electric Association | 15 | 25177 | Co-op | DMS366 | 6 | Solar |  |  | Interconnected | Apple Valley | 55124 | Burnsville North | 05FB11 | Residential | Production | 2020 | 2020 | n/a
Dakota Electric Association | 15 | 25177 | Co-op | DMS367 | 10.44 | Solar |  |  | Interconnected | Hastings | 55033 | Hastings | 03FB02 | Residential | Production | 2020 | 2020 | n/a
Dakota Electric Association | 15 | 25177 | Co-op | DMS368 | 4.93 | Solar |  |  | Interconnected | Burnsville | 55306 | Orchard Lake | 08FB02 | Residential | Production | 2020 | 2020 | n/a
Dakota Electric Association | 15 | 25177 | Co-op | DMS371 | 5.22 | Solar |  |  | Interconnected | Eagan | 55123 | Wescott West | 20FB06 | Residential | Production | 2020 | 2020 | n/a
Dakota Electric Association | 15 | 25177 | Co-op | DMS372 | 6 | Solar |  |  | Interconnected | Inver Grove Heights | 55077 | Lebanon Hills | 16FB02 | Residential | Production | 2020 | 2020 | n/a
Dakota Electric Association | 15 | 25177 | Co-op | DMS373 | 13.8 | Solar |  |  | Interconnected | Apple Valley | 55124 | Pilot Knob | 19FB04 | Residential | Production | 2020 | 2020 | n/a
Dakota Electric Association | 15 | 25177 | Co-op | DMS374 | 7.6 | Solar |  |  | Interconnected | Eagan | 55123 | Eagan | 06FB03 | Residential | Production | 2020 | 2020 | n/a
Dakota Electric Association | 15 | 25177 | Co-op | DMS375 | 10 | Solar |  |  | Interconnected | Farmington | 55024 | Dodd Park | 22FB03 | Residential | Production | 2020 | 2020 | n/a
Dakota Electric Association | 15 | 25177 | Co-op | DMS376 | 12.06 | Solar |  |  | Interconnected | Lakeville | 55044 | Ritter Park | 27FB04 | Residential | Production | 2020 | 2020 | n/a
Dakota Electric Association | 15 | 25177 | Co-op | DMS378 | 7.54 | Solar |  |  | Interconnected | Eagan | 55123 | Yankee Doodle North | 10FB03 | Residential | Production | 2020 | 2020 | n/a
Dakota Electric Association | 15 | 25177 | Co-op | DMS379 | 4.93 | Solar |  |  | Interconnected | Lakeville | 55024 | Lakeville | 25FB05 | Residential | Production | 2020 | 2020 | n/a
Dakota Electric Association | 15 | 25177 | Co-op | DMS38 | 7.6 | Solar |  |  | Interconnected | Eureka | 55024 | Castle Rock | 04FB04 | Residential | Production | 2016 | 2016 | n/a
Dakota Electric Association | 15 | 25177 | Co-op | DMS380 | 7.12 | Solar |  |  | Interconnected | Lakeville | 55044 | Dodd Park | 22FB04 | Residential | Production | 2020 | 2020 | n/a
Dakota Electric Association | 15 | 25177 | Co-op | DMS382 | 8.77 | Solar |  |  | Interconnected | Lakeville | 55044 | Dodd Park | 22FB05 | Residential | Production | 2020 | 2020 | n/a
Dakota Electric Association | 15 | 25177 | Co-op | DMS384 | 9.32 | Solar |  |  | Interconnected | Lakeville | 55044 | Dodd Park | 22FB04 | Residential | Production | 2020 | 2020 | n/a
Dakota Electric Association | 15 | 25177 | Co-op | DMS386 | 10.41 | Solar |  |  | Interconnected | Farmington | 55024 | Dodd Park | 22FB03 | Residential | Production | 2020 | 2020 | n/a
Dakota Electric Association | 15 | 25177 | Co-op | DMS387 | 5.8 | Solar |  |  | Interconnected | Eagan | 55123 | Eagan | 06FB01 | Residential | Production | 2020 | 2020 | n/a
Dakota Electric Association | 15 | 25177 | Co-op | DMS388 | 9.32 | Solar |  |  | Interconnected | Farmington | 55024 | Dodd Park | 22FB06 | Residential | Production | 2020 | 2020 | n/a
Dakota Electric Association | 15 | 25177 | Co-op | DMS389 | 7.54 | Solar |  |  | Interconnected | Lakeville | 55044 | Lake Marion | 15FB04 | Residential | Production | 2020 | 2020 | n/a
Dakota Electric Association | 15 | 25177 | Co-op | DMS390 | 6.58 | Solar |  |  | Interconnected | Lakeville | 55044 | Dodd Park | 22FB06 | Residential | Production | 2020 | 2020 | n/a
Dakota Electric Association | 15 | 25177 | Co-op | DMS391 | 3.29 | Solar |  |  | Interconnected | Lakeville | 55044 | Dakota Heights | 17FB03 | Residential | Production | 2020 | 2020 | n/a
Dakota Electric Association | 15 | 25177 | Co-op | DMS392 | 7.67 | Solar |  |  | Interconnected | Lakeville | 55044 | Ritter Park | 27FB04 | Residential | Production | 2020 | 2020 | n/a
Dakota Electric Association | 15 | 25177 | Co-op | DMS393 | 5.22 | Solar |  |  | Interconnected | Apple Valley | 55124 | Burnsville North | 05FB11 | Residential | Production | 2020 | 2020 | n/a
Dakota Electric Association | 15 | 25177 | Co-op | DMS394 | 6.09 | Solar |  |  | Interconnected | Farmington | 55024 | Vermillion River | 24FB01 | Residential | Production | 2020 | 2020 | n/a
Dakota Electric Association | 15 | 25177 | Co-op | DMS395 | 6.96 | Solar |  |  | Interconnected | Burnsville | 55337 | Burnsville South | 05FB08 | Residential | Production | 2020 | 2020 | n/a
Dakota Electric Association | 15 | 25177 | Co-op | DMS399 | 8.7 | Solar |  |  | Interconnected | Lakeville | 55044 | Kenrick | 26FB02 | Residential | Production | 2020 | 2020 | n/a
Dakota Electric Association | 15 | 25177 | Co-op | DMS4 | 3.84 | Solar |  |  | Interconnected | Eagan | 55122 | River Hills East | 9FB03 | Residential | Production | 2015 | 2015 | n/a
Dakota Electric Association | 15 | 25177 | Co-op | DMS40 | 36 | Solar |  |  | Interconnected | Cannon Falls | 55009 | Miesville | 7FB05 | Residential | Production | 2015 | 2015 | n/a
Dakota Electric Association | 15 | 25177 | Co-op | DMS402 | 6.38 | Solar |  |  | Interconnected | Burnsville | 55306 | Colonial Hills North | 13FB04 | Residential | Production | 2020 | 2020 | n/a
Dakota Electric Association | 15 | 25177 | Co-op | DMS405 | 4.35 | Solar |  |  | Interconnected | Eagan | 55123 | Eagan | 06FB05 | Residential | Production | 2020 | 2020 | n/a
Dakota Electric Association | 15 | 25177 | Co-op | DMS407 | 4.93 | Solar |  |  | Interconnected | Lakeville | 55044 | Dodd Park | 22FB06 | Residential | Production | 2020 | 2020 | n/a
Dakota Electric Association | 15 | 25177 | Co-op | DMS408 | 5.48 | Solar |  |  | Interconnected | Lakeville | 55044 | Dakota Heights | 17FB03 | Residential | Production | 2020 | 2020 | n/a
Dakota Electric Association | 15 | 25177 | Co-op | DMS409 | 7.83 | Solar |  |  | Interconnected | Lakeville | 55068 | Lakeville | 25FB03 | Residential | Production | 2020 | 2020 | n/a
Dakota Electric Association | 15 | 25177 | Co-op | DMS41 | 5.16 | Solar |  |  | Interconnected | Randolph | 55065 | Byllesby | 2FB04 | Residential | Production | 2015 | 2015 | n/a
Dakota Electric Association | 15 | 25177 | Co-op | DMS411 | 4.38 | Solar |  |  | Interconnected | Lakeville | 55044 | Lakeville | 25FB01 | Residential | Production | 2020 | 2020 | n/a
Dakota Electric Association | 15 | 25177 | Co-op | DMS412 | 4.38 | Solar |  |  | Interconnected | Lakeville | 55044 | Dakota Heights | 17FB04 | Residential | Production | 2020 | 2020 | n/a
Dakota Electric Association | 15 | 25177 | Co-op | DMS413 | 10.73 | Solar |  |  | Interconnected | Eagan | 55122 | Deerwood | 12FB05 | Residential | Production | 2020 | 2020 | n/a
Dakota Electric Association | 15 | 25177 | Co-op | DMS416 | 5.22 | Solar |  |  | Interconnected | Eagan | 55122 | River Hills East | 09FB03 | Residential | Production | 2020 | 2020 | n/a
Dakota Electric Association | 15 | 25177 | Co-op | DMS418 | 12.91 | Solar |  |  | Interconnected | Lakeville | 55044 | Dodd Park | 22FB04 | Residential | Production | 2020 | 2020 | n/a
Dakota Electric Association | 15 | 25177 | Co-op | DMS42 | 20 | Solar |  |  | Interconnected | Castle Rock | 55031 | Empire | 23FB03 | Residential | Production | 2015 | 2016 | n/a
Dakota Electric Association | 15 | 25177 | Co-op | DMS420 | 7.12 | Solar |  |  | Interconnected | Lakeville | 55044 | Lakeville | 25FB03 | Residential | Production | 2020 | 2020 | n/a
Dakota Electric Association | 15 | 25177 | Co-op | DMS421 | 9.32 | Solar |  |  | Interconnected | Lakeville | 55044 | Ritter Park | 27FB04 | Residential | Production | 2020 | 2020 | n/a
Dakota Electric Association | 15 | 25177 | Co-op | DMS422 | 11.51 | Solar |  |  | Interconnected | Lakeville | 55044 | Dodd Park | 22FB06 | Residential | Production | 2020 | 2020 | n/a
Dakota Electric Association | 15 | 25177 | Co-op | DMS423 | 10.41 | Solar |  |  | Interconnected | Lakeville | 55044 | Dodd Park | 22FB06 | Residential | Production | 2020 | 2020 | n/a
Dakota Electric Association | 15 | 25177 | Co-op | DMS424 | 7.12 | Solar |  |  | Interconnected | Lakeville | 55044 | Dodd Park | 22FB06 | Residential | Production | 2020 | 2020 | n/a
Dakota Electric Association | 15 | 25177 | Co-op | DMS427 | 8.22 | Solar |  |  | Interconnected | Apple Valley | 55124 | Fischer East | 11FB10 | Residential | Production | 2020 | 2020 | n/a
Dakota Electric Association | 15 | 25177 | Co-op | DMS429 | 8.22 | Solar |  |  | Interconnected | Lakeville | 55024 | Dodd Park | 22FB03 | Residential | Production | 2020 | 2020 | n/a
Dakota Electric Association | 15 | 25177 | Co-op | DMS43 | 11.4 | Solar |  |  | Interconnected | Northfield | 55057 | Lake Marion | 15FB04 | Residential | Production | 2015 | 2015 | n/a
Dakota Electric Association | 15 | 25177 | Co-op | DMS432 | 6.03 | Solar |  |  | Interconnected | Apple Valley | 55124 | Apple Valley | 21FB04 | Residential | Production | 2020 | 2020 | n/a
Dakota Electric Association | 15 | 25177 | Co-op | DMS435 | 8.22 | Solar |  |  | Interconnected | Lakeville | 55044 | Dodd Park | 22FB05 | Residential | Production | 2020 | 2020 | n/a
Dakota Electric Association | 15 | 25177 | Co-op | DMS437 | 3.29 | Solar |  |  | Interconnected | Lakeville | 55044 | Dodd Park | 22FB06 | Residential | Production | 2020 | 2020 | n/a
Dakota Electric Association | 15 | 25177 | Co-op | DMS438 | 7.67 | Solar |  |  | Interconnected | Lakeville | 55044 | Dodd Park | 22FB04 | Residential | Production | 2020 | 2020 | n/a
Dakota Electric Association | 15 | 25177 | Co-op | DMS44 | 10 | Solar |  |  | Interconnected | Burnsville | 55337 | Burnsville | 05FB03 | Residential | Production | 2015 | 2016 | n/a
Dakota Electric Association | 15 | 25177 | Co-op | DMS440 | 5.48 | Solar |  |  | Interconnected | Lakeville | 55044 | Lakeville | 25FB01 | Residential | Production | 2020 | 2020 | n/a
Dakota Electric Association | 15 | 25177 | Co-op | DMS441 | 7.67 | Solar |  |  | Interconnected | Lakeville | 55044 | Lakeville | 25FB03 | Residential | Production | 2020 | 2020 | n/a
Dakota Electric Association | 15 | 25177 | Co-op | DMS443 | 4.93 | Solar |  |  | Interconnected | Lakeville | 55044 | Dodd Park | 22FB03 | Residential | Production | 2020 | 2020 | n/a
Dakota Electric Association | 15 | 25177 | Co-op | DMS449 | 4.93 | Solar |  |  | Interconnected | Lakeville | 55044 | Dakota Heights | 17FB04 | Residential | Production | 2020 | 2020 | n/a
Dakota Electric Association | 15 | 25177 | Co-op | DMS45 | 7.6 | Solar |  |  | Interconnected | Welch | 55089 | Ravenna | 30FB04 | Residential | Production | 2015 | 2015 | n/a
Dakota Electric Association | 15 | 25177 | Co-op | DMS450 | 7.95 | Solar |  |  | Interconnected | Eagan | 55123 | Yankee Doodle North | 10FB03 | Residential | Production | 2020 | 2020 | n/a
Dakota Electric Association | 15 | 25177 | Co-op | DMS452 | 11.6 | Solar |  |  | Interconnected | Lakeville | 55044 | Dodd Park | 22FB05 | Residential | Production | 2020 | 2020 | n/a
Dakota Electric Association | 15 | 25177 | Co-op | DMS46 | 10 | Solar |  |  | Interconnected | Hastings | 55033 | Marshan | 18FB01 | Residential | Production | 2015 | 2015 | n/a
Dakota Electric Association | 15 | 25177 | Co-op | DMS462 | 6.57 | Solar |  |  | Interconnected | Rosemount | 55068 | Lebanon Hills | 16FB03 | Residential | Production | 2020 | 2020 | n/a
Dakota Electric Association | 15 | 25177 | Co-op | DMS47 | 10 | Solar |  |  | Interconnected | Northfield | 55057 | Castle Rock | 4FB02 | Residential | Production | 2015 | 2015 | n/a
Dakota Electric Association | 15 | 25177 | Co-op | DMS470 | 8.7 | Solar |  |  | Interconnected | Lakeville | 55044 | Ritter Park | 27FB04 | Residential | Production | 2020 | 2020 | n/a
Dakota Electric Association | 15 | 25177 | Co-op | DMS472 | 5.52 | Solar |  |  | Interconnected | Farmington | 55024 | Dodd Park | 22FB06 | Residential | Production | 2020 | 2020 | n/a
Dakota Electric Association | 15 | 25177 | Co-op | DMS48 | 7.6 | Solar |  |  | Interconnected | Rosemount | 55068 | Lebanon Hills | 16FB06 | Residential | Production | 2015 | 2015 | n/a
Dakota Electric Association | 15 | 25177 | Co-op | DMS49 | 6 | Solar |  |  | Interconnected | Lakeville | 55044 | Dodd Park | 22FB06 | Residential | Production | 2016 | 2016 | n/a
Dakota Electric Association | 15 | 25177 | Co-op | DMS5 | 5 | Solar |  |  | Interconnected | Burnsville | 55337 | Burnsville South | 5FB08 | Commercial | n/a | 2012 | 2012 | n/a
Dakota Electric Association | 15 | 25177 | Co-op | DMS52 | 5 | Solar |  |  | Interconnected | Burnsville | 55337 | Burnsville | 05FB06 | Residential | Production | 2016 | 2016 | n/a
Dakota Electric Association | 15 | 25177 | Co-op | DMS5212 | 6 | Solar |  |  | Interconnected | Eagan | 55123 | Yankee Doodle | 10FB03 | Residential | n/a | 2009 | 2009 | n/a
Dakota Electric Association | 15 | 25177 | Co-op | DMS53 | 5 | Solar |  |  | Interconnected | Vermillion | 55085 | Hastings | 03FB03 | Residential | Production | 2016 | 2016 | n/a
Dakota Electric Association | 15 | 25177 | Co-op | DMS54 | 6 | Solar |  |  | Interconnected | Eagan | 55123 | Lebannon Hills | 16FB04 | Residential | Production | 2015 | 2016 | n/a
Dakota Electric Association | 15 | 25177 | Co-op | DMS55 | 10 | Solar |  |  | Interconnected | Welch | 55089 | Ravenna | 30FB03 | Residential | Production | 2016 | 2016 | n/a
Dakota Electric Association | 15 | 25177 | Co-op | DMS56 | 133.2 | Solar |  |  | Interconnected | Eagan | 55122 | Lemay Lake | 14FB05 | Commercial | n/a | 2016 | 2016 | n/a
Dakota Electric Association | 15 | 25177 | Co-op | DMS567 | 1.68 | Solar |  |  | Interconnected | Hastings | 55033 | Nininger | 29FB01 | Residential | Production | 2020 | 2020 | n/a
Dakota Electric Association | 15 | 25177 | Co-op | DMS57 | 5 | Solar |  |  | Interconnected | Burnsville | 55306 | Orchard Lake | 08FB01 | Residential | Production | 2016 | 2016 | n/a
Dakota Electric Association | 15 | 25177 | Co-op | DMS58 | 7.6 | Solar |  |  | Interconnected | Farmington | 55024 | Vermillion River | 24FB06 | Residential | Production | 2016 | 2016 | n/a
Dakota Electric Association | 15 | 25177 | Co-op | DMS6 | 12.9 | Solar |  |  | Interconnected | Douglas | 55033 | Marshan | 18FB03 | Residential | n/a | 2012 | 2012 | n/a
Dakota Electric Association | 15 | 25177 | Co-op | DMS60 | 10 | Solar |  |  | Interconnected | Welch | 55089 | Miesville | 07FB03 | Residential | Production | 2016 | 2016 | n/a
Dakota Electric Association | 15 | 25177 | Co-op | DMS61 | 6 | Solar |  |  | Interconnected | Eagan | 55122 | Deerwood | 12FB05 | Residential | Production | 2016 | 2016 | n/a
Dakota Electric Association | 15 | 25177 | Co-op | DMS62 | 6 | Solar |  |  | Interconnected | Eagan | 55122 | Deerwood | 12FB05 | Residential | Production | 2016 | 2016 | n/a
Dakota Electric Association | 15 | 25177 | Co-op | DMS63 | 8.1 | Solar |  |  | Interconnected | Lakeville | 55044 | Dodd Park | 22FB05 | Residential | Production | 2016 | 2016 | n/a
Dakota Electric Association | 15 | 25177 | Co-op | DMS66 | 1.92 | Solar |  |  | Interconnected | Lakeville | 55044 | Orchard Lake | 08FB06 | Residential | Production | 2016 | 2016 | n/a
Dakota Electric Association | 15 | 25177 | Co-op | DMS67 | 6 | Solar |  |  | Interconnected | Apple Valley | 55124 | Yankee Doodle | 11FB08 | Residential | Production | 2016 | 2016 | n/a
Dakota Electric Association | 15 | 25177 | Co-op | DMS68 | 7.68 | Solar |  |  | Interconnected | Apple Valley | 55124 | Apple Valley | 21FB01 | Residential | Production | 2016 | 2016 | n/a
Dakota Electric Association | 15 | 25177 | Co-op | DMS69 | 6.02 | Solar |  |  | Interconnected | Burnsville | 55306 | Orchard Lake | 08FB01 | Residential | Production | 2016 | 2016 | n/a
Dakota Electric Association | 15 | 25177 | Co-op | DMS7 | 7.31 | Solar |  |  | Interconnected | Hampton | 55031 | Miesville | 7FB04 | Residential | n/a | 2013 | 2013 | n/a
Dakota Electric Association | 15 | 25177 | Co-op | DMS70 | 7.29 | Solar |  |  | Interconnected | Rosemount | 55068 | Apple Valley | 21FB02 | Residential | Production | 2016 | 2016 | n/a
Dakota Electric Association | 15 | 25177 | Co-op | DMS71 | 23.94 | Solar |  |  | Interconnected | Empire | 55024 | Vermillion | 24FB02 | Residential | Production | 2016 | 2017 | n/a
Dakota Electric Association | 15 | 25177 | Co-op | DMS72 | 11.4 | Solar |  |  | Interconnected | Hampton | 55031 | Empire | 23FB03 | Residential | Production | 2016 | 2017 | n/a
Dakota Electric Association | 15 | 25177 | Co-op | DMS73 | 20 | Solar |  |  | Interconnected | Eagan | 55123 | Deerwood | 12FB01 | Residential | Production | 2016 | 2017 | n/a
Dakota Electric Association | 15 | 25177 | Co-op | DMS75 | 10 | Solar |  |  | Interconnected | Eagan | 55123 | Lebannon Hills | 16FB04 | Residential | Production | 2017 | 2017 | n/a
Dakota Electric Association | 15 | 25177 | Co-op | DMS77 | 7.6 | Solar |  |  | Interconnected | Northfield | 55057 | Castle Rock | 04FB04 | Residential | Production | 2017 | 2017 | n/a
Dakota Electric Association | 15 | 25177 | Co-op | DMS78 | 1000 | Solar |  |  | Interconnected | Hastings | 55033 | Marshan | 18FB01 | Utility | n/a | 2016 | 2017 | n/a
Dakota Electric Association | 15 | 25177 | Co-op | DMS79 | 10 | Solar |  |  | Interconnected | Marshan | 55033 | Marshan | 18FB04 | Residential | Production | 2017 | 2017 | n/a
Dakota Electric Association | 15 | 25177 | Co-op | DMS81 | 15.2 | Solar |  |  | Interconnected | Hampton | 55031 | Empire | 23FB04 | Residential | Production | 2017 | 2017 | n/a
Dakota Electric Association | 15 | 25177 | Co-op | DMS81000 | 15.2 | Solar |  |  | Interconnected | Hampton | 55031 | Empire | 23FB04 | Residential | Production | 2017 | 2017 | n/a
Dakota Electric Association | 15 | 25177 | Co-op | DMS82 | 32.8 | Solar |  |  | Interconnected | Ravenna | 55033 | Marshan | 18FB01 | Residential | Production | 2015 | 2017 | n/a
Dakota Electric Association | 15 | 25177 | Co-op | DMS83 | 6 | Solar |  |  | Interconnected | Apple Valley | 55124 | Burnsville | 05FB03 | Residential | Production | 2017 | 2017 | n/a
Dakota Electric Association | 15 | 25177 | Co-op | DMS84 | 2.97 | Solar |  |  | Interconnected | Apple Valley | 55124 | Fischer | 11FB04 | Residential | Production | 2017 | 2017 | n/a
Dakota Electric Association | 15 | 25177 | Co-op | DMS85 | 10 | Solar |  |  | Interconnected | Lakeville | 55044 | Dodd Park | 22FB01 | Residential | Production | 2016 | 2017 | n/a
Dakota Electric Association | 15 | 25177 | Co-op | DMS86 | 10 | Solar |  |  | Interconnected | Apple Valley | 55124 | Burnsville | 05FB03 | Residential | Production | 2017 | 2017 | n/a
Dakota Electric Association | 15 | 25177 | Co-op | DMS87 | 6 | Solar |  |  | Interconnected | Inver Grove Heights | 55077 | Wescott Park | 20FB04 | Residential | Production | 2017 | 2017 | n/a
Dakota Electric Association | 15 | 25177 | Co-op | DMS88 | 15.2 | Solar |  |  | Interconnected | Inver Grove Heights | 55077 | Lebannon Hills | 16FB01 | Residential | Production | 2017 | 2017 | n/a
Dakota Electric Association | 15 | 25177 | Co-op | DMS89 | 7.6 | Solar |  |  | Interconnected | Apple Valley | 55124 | Apple Valley | 21FB04 | Residential | Production | 2017 | 2017 | n/a
Dakota Electric Association | 15 | 25177 | Co-op | DMS90 | 5 | Solar |  |  | Interconnected | Apple Valley | 55124 | Fischer | 11FB08 | Residential | Production | 2017 | 2017 | n/a
Dakota Electric Association | 15 | 25177 | Co-op | DMS91 | 7.6 | Solar |  |  | Interconnected | Sciota | 55057 | Castle Rock | 04FB02 | Residential | Production | 2017 | 2017 | n/a
Dakota Electric Association | 15 | 25177 | Co-op | DMS92 | 7.6 | Solar |  |  | Interconnected | Inver Grove Heights | 55077 | Yankee Doodle | 10FB06 | Residential | Production | 2017 | 2017 | n/a
Dakota Electric Association | 15 | 25177 | Co-op | DMS9219 | 1.8 | Solar |  |  | Interconnected | Eagan | 55123 | Eagan | 6FB01 | Residential | n/a | 2006 | 2007 | n/a
Dakota Electric Association | 15 | 25177 | Co-op | DMS9220 | 8.4 | Solar |  |  | Interconnected | Burnsville | 55337 | Burnsville North | 5FB06 | Commercial | n/a | n/a | na | n/a
Dakota Electric Association | 15 | 25177 | Co-op | DMS9221 | 2.7 | Solar |  |  | Interconnected | Burnsville | 55337 | Burnsville North | 5FB01 | Residential | n/a | 2007 | 2007 | n/a
Dakota Electric Association | 15 | 25177 | Co-op | DMS9222 | 1.72 | Solar |  |  | Interconnected | Eagan | 55122 | Eagan | 6FB06 | Commercial | n/a | 2014 | 2014 | n/a
Dakota Electric Association | 15 | 25177 | Co-op | DMS9223 | 3 | Solar |  |  | Interconnected | Vermillion | 55033 | Hastings | 3FB04 | Commercial | n/a | 2008 | 2008 | n/a
Dakota Electric Association | 15 | 25177 | Co-op | DMS9224 | 20 | Wind |  |  | Interconnected | Vermillion | 55033 | Hastings | 3FB04 | Commercial | n/a | 2008 | 2009 | n/a
Dakota Electric Association | 15 | 25177 | Co-op | DMS9225 | 5 | Solar |  |  | Interconnected | Lakeville | 55044 | Dodd Park | 22FB05 | Residential | n/a | 2008 | 2009 | n/a
Dakota Electric Association | 15 | 25177 | Co-op | DMS9226 | 4.5 | Solar |  |  | Interconnected | Eagan | 55123 | Lebanon Hills | 16FB01 | Residential | n/a | 2009 | 2009 | n/a
Dakota Electric Association | 15 | 25177 | Co-op | DMS9227 | 2.8 | Solar |  |  | Interconnected | Apple Valley | 55124 | Pilot Knob | 19FB04 | Residential | n/a | 2006 | 2006 | n/a
Dakota Electric Association | 15 | 25177 | Co-op | DMS9228 | 38 | Wind |  |  | Interconnected | Rosemount | 55068 | Lebanon Hills Sub | 16FB02 | Residential | n/a | 2002 | 2002 | n/a
Dakota Electric Association | 15 | 25177 | Co-op | DMS9229 | 10 | Wind |  |  | Interconnected | Randolph | 55065 | Byllesby | 2FB04 | Residential | n/a | 2009 | 2009 | n/a
Dakota Electric Association | 15 | 25177 | Co-op | DMS9231 | 20 | Wind |  |  | Interconnected | Welch | 55089 | Miesville | 7FB03 | Residential | n/a | 2005 | 2006 | n/a
Dakota Electric Association | 15 | 25177 | Co-op | DMS9232 | 20 | Wind |  |  | Interconnected | Eureka | 55024 | Castle Rock | 4FB04 | Residential | n/a | n/a | n/a | n/a
Dakota Electric Association | 15 | 25177 | Co-op | DMS93 | 11.4 | Solar |  |  | Interconnected | Inver Grove Heights | 55075 | Yankee Doodle | 10FB06 | Residential | Production | 2017 | 2017 | n/a
Dakota Electric Association | 15 | 25177 | Co-op | DMS94 | 15.2 | Solar |  |  | Interconnected | Farmington | 55024 | Kenrick | 24FB06 | Residential | Production | 2017 | 2017 | n/a
Dakota Electric Association | 15 | 25177 | Co-op | DMS95 | 11.4 | Solar |  |  | Interconnected | New Market | 55044 | Lake Marion | 15FB01 | Residential | Production | 2017 | 2017 | n/a
Dakota Electric Association | 15 | 25177 | Co-op | DMS96 | 3 | Solar |  |  | Interconnected | Eagan | 55123 | Lebannon Hills | 16FB01 | Residential | Production | 2017 | 2017 | n/a
Dakota Electric Association | 15 | 25177 | Co-op | DMS97 | 6 | Solar |  |  | Interconnected | Burnsville | 55337 | Colonial Hills | 13FB01 | Residential | Production | 2017 | 2017 | n/a
Dakota Electric Association | 15 | 25177 | Co-op | DMS98 | 7.6 | Solar |  |  | Interconnected | Eagan | 55122 | River Hills | 09FB03 | Residential | Production | 2017 | 2017 | n/a
Dakota Electric Association | 15 | 25177 | Co-op | DMS99 | 7.6 | Solar |  |  | Interconnected | Apple Valley | 55124 | Fischer | 11FB12 | Residential | Production | 2017 | 2017 | n/a
Dakota Electric Association | 15 | 25177 | Co-op | APP2300 | 4000 | Hydro |  |  | Withdrawn | Cannon Falls | 55009 | Byllesby | 02FB | Utility | n/a | 2019 | n/a | n/a
Dakota Electric Association | 15 | 25177 | Co-op | APP2301 | 10000 | Storage |  |  | Withdrawn | Marshan | 55033 | Marshan | 18FB | Commercial | n/a | 2019 | n/a | n/a
Dakota Electric Association | 15 | 25177 | Co-op | APP2302 | 10000 | Solar |  |  | Withdrawn | Hastings | 55033 | Nininger | 29FB | Commercial | n/a | 2019 | n/a | n/a
Dakota Electric Association | 15 | 25177 | Co-op | APP3083 | 5 | Solar |  |  | Withdrawn | Milaca | 56353 | n/a | n/a |  | n/a | 2020 |  | n/a
Dakota Electric Association | 15 | 25177 | Co-op | APP3100 | 7.6 | Solar |  |  | Withdrawn | Montgomery | 56069 | n/a | n/a |  | n/a | 2020 | n/a | n/a
Dakota Electric Association | 15 | 25177 | Co-op | APP3177 | 3.8 | Solar |  |  | Withdrawn | Burnsville | 55337 | n/a | n/a |  | n/a | 2020 | n/a | n/a
Dakota Electric Association | 15 | 25177 | Co-op | DMS369 | 3.8 | Solar |  |  | Withdrawn | Eagan | 55122 | Deerwood | 12FB02 | Residential | Production | 2020 |  | n/a
Dakota Electric Association | 15 | 25177 | Co-op | DMS461 | 7.67 | Solar |  |  | Withdrawn | Lakeville | 55044 | Lakeville | 25FB03 | Residential | Production | 2020 |  | n/a
Delano Municipal Utility | 146 | 5015 | Muni | 753 | 3.8 | Solar |  |  | Active Application | Delano | 55328 | B | North | Residential | n/a | 2020
Delano Municipal Utility | 146 | 5015 | Muni | 6022 | 39.9 | Solar |  |  | Interconnected | Delano | 55328 | A | South East | Commercial | n/a | 2017 | 2017
Delano Municipal Utility | 146 | 5015 | Muni | 12516 | 4.35 | Solar |  |  | Interconnected | Delano | 55328 | A | South West | Residential | n/a | 2020 | 2020
Delano Municipal Utility | 146 | 5015 | Muni | 13359 | 5 | Solar |  |  | Interconnected | Delano | 55328 | A | East | Residential | n/a | 2020 | 2020
Detroit Lakes Public Utilities | 36 | 5111 | Muni | Solar 1 | 4.32 | Solar |  |  | Interconnected | Detroit Lakes | 56501 | Industrial | 9 | Residential | n/a | 2009 | 2009
Detroit Lakes Public Utilities | 36 | 5111 | Muni | Wind 1 | 3.7 | Wind |  |  | Interconnected | Detroit Lakes | 56501 | West | 20 | Commercial | n/a | 2011 | 2012
Detroit Lakes Public Utilities | 36 | 5111 | Muni | Select Solar | 22.8 | Solar |  |  | Interconnected | Detroit Lakes | 56501 | Industrial | 9 | Community Solar Garden | n/a | 2017 | 2017
East Central Energy | 16 | 5574 | Co-op | 6379307 | 10 | Solar |  |  | Active Application |  |  | Braham | Feeder #7 | Residential |  | 2020
East Central Energy | 16 | 5574 | Co-op | 8721910 | 6 | Solar |  |  | Active Application |  |  | Pine City #2 | Feeder #4 | Residential |  | 2020
East Central Energy | 16 | 5574 | Co-op | 20881902 | 5 | Solar |  |  | Active Application |  |  | Mayhew | Feeder #6 | Residential |  | 2020
East Central Energy | 16 | 5574 | Co-op | 207651200 | 5.37 | Solar |  |  | Active Application |  |  | Mora | Feeder #2 | Residential |  | 2020
East Central Energy | 16 | 5574 | Co-op | 207762200 | 28.8 | Solar |  |  | Active Application |  |  | North Branch #1 | Feeder #5 | Residential |  | 2020
East Central Energy | 16 | 5574 | Co-op | 207038900 | 39.9 | Wind |  |  | Decommissioned |  |  | Denham | 4421-02-0049 | Commercial |  |  | 2012 | 2019
East Central Energy | 16 | 5574 | Co-op | 201496202a | 0.3 | Solar |  |  | Interconnected |  |  | Bardon | 4716-21-0072 | Residential |  |  | 2007
East Central Energy | 16 | 5574 | Co-op | 201496202b | 4 | Wind |  |  | Interconnected |  |  | Bardon | 4716-21-0072 | Residential |  |  | 2007
East Central Energy | 16 | 5574 | Co-op | 970905800a | 31.5 | Solar |  |  | Interconnected |  |  | Hinckley | 4316-35-0096 | Commercial |  |  | 2011
East Central Energy | 16 | 5574 | Co-op | 970905800b | 3.7 | Wind |  |  | Interconnected |  |  | Hinckley | 4316-35-0096 | Commercial |  |  | 2011
East Central Energy | 16 | 5574 | Co-op | 981943601a | 2.8 | Solar |  |  | Interconnected |  |  | Duelm | 3528-01-0018 | Residential |  |  | 2018
East Central Energy | 16 | 5574 | Co-op | 981943601b | 1.5 | Wind |  |  | Interconnected |  |  | Duelm | 3528-01-0018 | Residential |  |  | 2018
East Central Energy | 16 | 5574 | Co-op | 17440 | 150 | Biogas |  |  | Interconnected |  |  |  | Dalbo sub, feeder 2 | Commercial |  |  | 2011
East Central Energy | 16 | 5574 | Co-op | 35306 | 4.53 | Solar |  |  | Interconnected |  |  | Milaca TR1 | 3827-35-L003 | Residential |  | 2020 | 2020
East Central Energy | 16 | 5574 | Co-op | 62200 | 8.4 | Solar |  |  | Interconnected |  |  | Pine City Tr2 | 3920-18-0001 | Residential |  |  | 2015
East Central Energy | 16 | 5574 | Co-op | 158000 | 11.7 | Solar |  |  | Interconnected |  |  | Shafer | 3319-19-0701 | Residential |  |  | 2016
East Central Energy | 16 | 5574 | Co-op | 179600 | 20.16 | Solar |  |  | Interconnected |  |  | Ogilvie | 3925-13-0002 | Residential |  |  | 2018
East Central Energy | 16 | 5574 | Co-op | 188400 | 16.9 | Solar |  |  | Interconnected |  |  | Shafer | 3319-30-0005 | Residential |  |  | 2016
East Central Energy | 16 | 5574 | Co-op | 194301 | 38.5 | Solar |  |  | Interconnected |  |  | Langola | 3831-08-0008 | Residential |  | 2020 | 2020
East Central Energy | 16 | 5574 | Co-op | 509102 | 9.44 | Solar |  |  | Interconnected |  |  | Dalbo | 3624-21-0009 | Residential |  | 2018 | 2019
East Central Energy | 16 | 5574 | Co-op | 531303 | 7.2 | Solar |  |  | Interconnected |  |  | Cambridge Transformer 2 | 3624-23-0003 | Residential |  | 2019 | 2019
East Central Energy | 16 | 5574 | Co-op | 551300 | 36 | Solar |  |  | Interconnected |  |  | Braham 1 | 3724-11-0001 | Residential |  |  | 2018
East Central Energy | 16 | 5574 | Co-op | 607703 | 3.6 | Wind |  |  | Interconnected |  |  | Ogilvie | 3824-14-1204 | Commercial |  |  | 2008
East Central Energy | 16 | 5574 | Co-op | 727001 | 10.73 | Solar |  |  | Interconnected |  |  | Cambridge Ind Transformer 2 | 3523-04-2501 | Residential |  |  | 2017
East Central Energy | 16 | 5574 | Co-op | 734902 | 2.04 | Solar |  |  | Interconnected |  |  | Long Siding | 3725-35-0004 | Residential |  |  | 2007
East Central Energy | 16 | 5574 | Co-op | 852202 | 17.6 | Solar |  |  | Interconnected |  |  | Cambridge | 3623-07-0011 | Residential |  | 2020 | 2020
East Central Energy | 16 | 5574 | Co-op | 908205 | 24 | Solar |  |  | Interconnected |  |  | Duelm | 3629-14-0006 | Commercial |  |  | 2018
East Central Energy | 16 | 5574 | Co-op | 1121802 | 4.8 | Solar |  |  | Interconnected |  |  | Cambridge | 3622-30-0005 | Residential |  | 2019 | 2019
East Central Energy | 16 | 5574 | Co-op | 1175901 | 11.16 | Solar |  |  | Interconnected |  |  | Shafer | 3320-14-0002 | Residential |  | 2020 | 2020
East Central Energy | 16 | 5574 | Co-op | 1197801 | 10.08 | Solar |  |  | Interconnected |  |  | North Branch Transformer 1 | 3522-29-0001 | Residential |  |  | 2010
East Central Energy | 16 | 5574 | Co-op | 1316900 | 8.38 | Solar |  |  | Interconnected |  |  | Gilman | 4028-28-0004 | Residential |  | 2019 | 2020
East Central Energy | 16 | 5574 | Co-op | 1357706 | 18 | Solar |  |  | Interconnected |  |  | Pine City TR2 | 3920-29-0036 | Residential |  | 2019 | 2020
East Central Energy | 16 | 5574 | Co-op | 1426200 | 10.4 | Solar |  |  | Interconnected |  |  | Milaca TR 2 | 3925-31-0001 | Residential |  | 2019 | 2019
East Central Energy | 16 | 5574 | Co-op | 1846001 | 6.4 | Solar |  |  | Interconnected |  |  | Pine City Tr1 | 3922-13-0072 | Residential |  |  | 2017
East Central Energy | 16 | 5574 | Co-op | 1919203 | 3.8 | Solar |  |  | Interconnected |  |  | Ogilvie | 3924-29-0019 | Residential |  | 2019 | 2020
East Central Energy | 16 | 5574 | Co-op | 2057302 | 2 | Solar |  |  | Interconnected |  |  | Braham 1 | 3723-03-0001 | Residential |  |  | 2017
East Central Energy | 16 | 5574 | Co-op | 2111501 | 5.2 | Solar |  |  | Interconnected |  |  | Pine City Tr2 | 3419-19-0003 | Residential |  |  | 2016
East Central Energy | 16 | 5574 | Co-op | 2146400 | 24 | Solar |  |  | Interconnected |  |  | Langola | 3831-23-0005 | Residential |  |  | 2018
East Central Energy | 16 | 5574 | Co-op | 2307402 | 15.7 | Solar |  |  | Interconnected |  |  | Mayhew | 3731-11-0116 | Residential |  | 2020 | 2020
East Central Energy | 16 | 5574 | Co-op | 2407601 | 21 | Solar |  |  | Interconnected |  |  | Pine City Tr2 | 3820-32-0002 | Residential |  |  | 2017
East Central Energy | 16 | 5574 | Co-op | 2841502 | 6 | Solar |  |  | Interconnected |  |  | North Branch Transformer 1 | 3422-13-0004 | Residential |  |  | 2013
East Central Energy | 16 | 5574 | Co-op | 3155401 | 7.68 | Solar |  |  | Interconnected |  |  | Shafer | 3420-22-0038 | Residential |  |  | 2017
East Central Energy | 16 | 5574 | Co-op | 3246803 | 5 | Solar |  |  | Interconnected |  |  | Pine City TR2 | 3921-30-0007 | Residential |  | 2019 | 2020
East Central Energy | 16 | 5574 | Co-op | 3456301 | 8.2 | Solar |  |  | Interconnected |  |  | Minden | 3630-35-0006 | Residential |  |  | 2017
East Central Energy | 16 | 5574 | Co-op | 3510000 | 10 | Solar |  |  | Interconnected |  |  | Braham 1 | 3923-10-0002 | Residential |  | 2019 | 2020
East Central Energy | 16 | 5574 | Co-op | 3872000 | 8.56 | Solar |  |  | Interconnected |  |  | Mayhew | 4221-16-0056 | Residential |  |  | 2015
East Central Energy | 16 | 5574 | Co-op | 3919600 | 7.67 | Solar |  |  | Interconnected |  |  | Harris | 3621-12-0002 | Residential |  | 2019 | 2019
East Central Energy | 16 | 5574 | Co-op | 4326001 | 11.28 | Solar |  |  | Interconnected |  |  | Cambridge | 3723-29-0009 | Residential |  |  | 2018
East Central Energy | 16 | 5574 | Co-op | 4418800 | 7.16 | Solar |  |  | Interconnected |  |  | Cambridge | 3627-04-0013 | Residential |  |  | 2011
East Central Energy | 16 | 5574 | Co-op | 4649901 | 3.8 | Solar |  |  | Interconnected |  |  | Dalbo | 3625-26-0022 | Residential |  | 2020 | 2020
East Central Energy | 16 | 5574 | Co-op | 4898300 | 8.82 | Solar |  |  | Interconnected |  |  | Milaca Tr2 | 3721-33-0006 | Commercial |  |  | 2016
East Central Energy | 16 | 5574 | Co-op | 5102900 | 7.8 | Solar |  |  | Interconnected |  |  | Langola | 3831-14-0007 | Residential |  |  | 2016
East Central Energy | 16 | 5574 | Co-op | 5236804 | 7.8 | Solar |  |  | Interconnected |  |  | Rush City | 3622-15-2501 | Residential |  |  | 2016
East Central Energy | 16 | 5574 | Co-op | 5320104 | 3.78 | Solar |  |  | Interconnected |  |  | Gilman | 3928-05-0001 | Residential |  |  | 2017
East Central Energy | 16 | 5574 | Co-op | 5683402 | 13 | Solar |  |  | Interconnected |  |  | Pine City Tr2 | 3820-18-0006 | Residential |  |  | 2018
East Central Energy | 16 | 5574 | Co-op | 5747801 | 11.5 | Solar |  |  | Interconnected |  |  | Shafer | 3623-03-1901 | Residential |  |  | 2011
East Central Energy | 16 | 5574 | Co-op | 5761501 | 10.4 | Solar |  |  | Interconnected |  |  | Cambridge | 3623-36-0057 | Residential |  |  | 2018
East Central Energy | 16 | 5574 | Co-op | 5839300 | 18 | Solar |  |  | Interconnected |  |  | Adrian Robinson | 3720-07-0002 | Residential |  | 2019 | 2020
East Central Energy | 16 | 5574 | Co-op | 5862103 | 17.6 | Solar |  |  | Interconnected |  |  | North Branch Transformer 1 | 3522-14-0005 | Residential |  | 2019 | 2019
East Central Energy | 16 | 5574 | Co-op | 5920301 | 13.6 | Solar |  |  | Interconnected |  |  | Milaca Tr1 | 3827-27-0009 | Commercial |  | 2019 | 2019
East Central Energy | 16 | 5574 | Co-op | 5956001 | 9.24 | Solar |  |  | Interconnected |  |  | Shafer | 3219-06-0001 | Residential |  |  | 2016
East Central Energy | 16 | 5574 | Co-op | 5964102 | 7.42 | Solar |  |  | Interconnected |  |  | Harris | 3522-03-0002 | Residential |  |  | 2014
East Central Energy | 16 | 5574 | Co-op | 6162702 | 39.2 | Solar |  |  | Interconnected |  |  | Langola | 3832-36-0001 | Residential |  |  | 2018
East Central Energy | 16 | 5574 | Co-op | 6392308 | 9.75 | Solar |  |  | Interconnected |  |  | Harris | 3521-05-0005 | Residential |  | 2019 | 2019
East Central Energy | 16 | 5574 | Co-op | 6772100 | 2.56 | Solar |  |  | Interconnected |  |  | Long Siding | 3726-34-0010 | Residential |  |  | 2007
East Central Energy | 16 | 5574 | Co-op | 6863600 | 11.4 | Solar |  |  | Interconnected |  |  | Mayhew | 3731-25-0010 | Residential |  | 2019 | 2020
East Central Energy | 16 | 5574 | Co-op | 6891600 | 20 | Solar |  |  | Interconnected |  |  | Pine City TR2 | 3821-30-0006 | Residential |  | 2019 | 2019
East Central Energy | 16 | 5574 | Co-op | 6908400 | 6.5 | Solar |  |  | Interconnected |  |  | Shafer | 3319-30-0010 | Residential |  |  | 2016
East Central Energy | 16 | 5574 | Co-op | 6957600 | 20 | Wind |  |  | Interconnected |  |  | Oak Park | 3728-18-0001 | Residential |  |  | 2011
East Central Energy | 16 | 5574 | Co-op | 7270301 | 7.8 | Solar |  |  | Interconnected |  |  | Rush City | 3722-22-0046 | Residential |  |  | 2018
East Central Energy | 16 | 5574 | Co-op | 7595800 | 7.8 | Solar |  |  | Interconnected |  |  | Minden | 3630-30-0025 | Residential |  |  | 2016
East Central Energy | 16 | 5574 | Co-op | 7639703 | 20 | Solar |  |  | Interconnected |  |  | Milaca TR2 | 3827-25-K173 | Commercial |  | 2020 | 2020
East Central Energy | 16 | 5574 | Co-op | 7658100 | 5.9 | Solar |  |  | Interconnected |  |  | Harris | 3621-33-0026 | Residential |  | 2019 | 2020
East Central Energy | 16 | 5574 | Co-op | 7759100 | 5.76 | Solar |  |  | Interconnected |  |  | Long Siding | 3722-10-0007 | Residential |  |  | 2011
East Central Energy | 16 | 5574 | Co-op | 7785100 | 10 | Solar |  |  | Interconnected |  |  | Shafer | 3320-01-0009 | Residential |  | 2019 | 2020
East Central Energy | 16 | 5574 | Co-op | 7822402 | 24 | Solar |  |  | Interconnected |  |  | Duelm | 3629-14-0601 | Residential |  |  | 2018
East Central Energy | 16 | 5574 | Co-op | 7982301 | 7.98 | Solar |  |  | Interconnected |  |  | Shafer | 3820-24-0005 | Residential |  |  | 2016
East Central Energy | 16 | 5574 | Co-op | 8002701 | 5.52 | Solar |  |  | Interconnected |  |  | Shafer | 3420-22-0059 | Residential |  | 2019 | 2019
East Central Energy | 16 | 5574 | Co-op | 8050601 | 15.08 | Solar |  |  | Interconnected |  |  | North Branch Transformer 1 | 3522-14-0003 | Residential |  | 2018 | 2019
East Central Energy | 16 | 5574 | Co-op | 8229702 | 11.4 | Solar |  |  | Interconnected |  |  | Shafer | 3420-21-0003 | Residential |  | 2019 | 2019
East Central Energy | 16 | 5574 | Co-op | 8237801 | 7.2 | Solar |  |  | Interconnected |  |  | North Branch Transformer 2 | 3521-29-2010 | Residential |  |  | 2016
East Central Energy | 16 | 5574 | Co-op | 8300300 | 20.28 | Solar |  |  | Interconnected |  |  | Rush City | 3722-22-0006 | Residential |  | 2019 | 2019
East Central Energy | 16 | 5574 | Co-op | 8309400 | 8.55 | Solar |  |  | Interconnected |  |  | Shafer | 3219-06-1301 | Residential |  |  | 2017
East Central Energy | 16 | 5574 | Co-op | 8414102 | 10 | Solar |  |  | Interconnected |  |  | Cambridge Transformer 2 | 3623-29-R106 | Residential |  | 2019 | 2019
East Central Energy | 16 | 5574 | Co-op | 8483900 | 5 | Solar |  |  | Interconnected |  |  | Milaca TR 1 | 3726-03-0003 | Residential |  | 2020 | 2020
East Central Energy | 16 | 5574 | Co-op | 8592703 | 17.4 | Solar |  |  | Interconnected |  |  | North Branch Transformer 1 | 3422-10-0009 | Residential |  | 2020 | 2020
East Central Energy | 16 | 5574 | Co-op | 8714400 | 17.6 | Solar |  |  | Interconnected |  |  | Langola | 3832-11-1301 | Residential |  | 2019 | 2020
East Central Energy | 16 | 5574 | Co-op | 8768902 | 18 | Solar |  |  | Interconnected |  |  | North Branch Transformer 2 | 4418-23-0053 | Residential |  |  | 2015
East Central Energy | 16 | 5574 | Co-op | 8794804 | 7.6 | Solar |  |  | Interconnected |  |  | Pine City TR2 | 3821-18-0008 | Residential |  | 2019 | 2020
East Central Energy | 16 | 5574 | Co-op | 8819200 | 9.72 | Solar |  |  | Interconnected |  |  | North Branch Transformer 1 | 3521-22-0032 | Residential |  |  | 2017
East Central Energy | 16 | 5574 | Co-op | 8910100 | 4 | Solar |  |  | Interconnected |  |  | Rush City | 3722-15-4308 | Residential |  |  | 2008
East Central Energy | 16 | 5574 | Co-op | 8919309 | 10 | Solar |  |  | Interconnected |  |  | Shafer | 3420-16-0014 | Residential |  | 2019 | 2019
East Central Energy | 16 | 5574 | Co-op | 9072505 | 6.96 | Solar |  |  | Interconnected |  |  | Shafer | 3419-08-0008 | Residential |  | 2019 | 2019
East Central Energy | 16 | 5574 | Co-op | 10105001 | 9.86 | Solar |  |  | Interconnected |  |  | Sandstone | 4318-06-0032 | Residential |  | 2020 | 2020
East Central Energy | 16 | 5574 | Co-op | 10161401 | 3.78 | Solar |  |  | Interconnected |  |  | Hinckley | 4322-34-0048 | Residential |  |  | 2018
East Central Energy | 16 | 5574 | Co-op | 10259004 | 19.76 | Solar |  |  | Interconnected |  |  | Amnicon | 4124-22-0052 | Commercial |  |  | 2016
East Central Energy | 16 | 5574 | Co-op | 10259100 | 2.88 | Solar |  |  | Interconnected |  |  | Maser | 4321-21-0028 | Residential |  |  | 2008
East Central Energy | 16 | 5574 | Co-op | 10288909 | 7.6 | Solar |  |  | Interconnected |  |  | Sandstone | 4318-30-0006 | Residential |  | 2019 | 2019
East Central Energy | 16 | 5574 | Co-op | 10791201 | 2.4 | Solar |  |  | Interconnected |  |  | Mora | 3820-23-0012 | Residential |  |  | 2011
East Central Energy | 16 | 5574 | Co-op | 11021300 | 2.73 | Solar |  |  | Interconnected |  |  | Sandstone | 4418-33-0047 | Residential |  |  | 2008
East Central Energy | 16 | 5574 | Co-op | 11090201 | 14 | Solar |  |  | Interconnected |  |  | Sandstone | 4118-03-0047 | Residential |  |  | 2015
East Central Energy | 16 | 5574 | Co-op | 11124400 | 9 | Solar |  |  | Interconnected |  |  | Mora | 4023-31-0029 | Residential |  |  | 2016
East Central Energy | 16 | 5574 | Co-op | 11129902 | 5 | Solar |  |  | Interconnected |  |  | Sandstone | 4117-10-0009 | Commercial |  |  | 2013
East Central Energy | 16 | 5574 | Co-op | 11190100 | 6.16 | Solar |  |  | Interconnected |  |  | Hinckley | 3219-07-0006 | Commercial |  |  | 2011
East Central Energy | 16 | 5574 | Co-op | 11235400 | 7.68 | Solar |  |  | Interconnected |  |  | Mora | 4024-21-0008 | Residential |  |  | 2018
East Central Energy | 16 | 5574 | Co-op | 11326900 | 7.68 | Solar |  |  | Interconnected |  |  | Mora | 4223-34-0060 | Residential |  |  | 2010
East Central Energy | 16 | 5574 | Co-op | 200046702 | 26.88 | Solar |  |  | Interconnected |  |  | Pine City Tr2 | 3922-27-0020 | Residential |  |  | 2018
East Central Energy | 16 | 5574 | Co-op | 200075300 | 3.15 | Solar |  |  | Interconnected |  |  | Langola | 3832-15-0007 | Residential |  |  | 2009
East Central Energy | 16 | 5574 | Co-op | 200137302 | 6 | Solar |  |  | Interconnected |  |  | Cambridge Ind Transformer 2 | 3422-17-0010 | Residential |  | 2020 | 2020
East Central Energy | 16 | 5574 | Co-op | 200138902 | 18 | Solar |  |  | Interconnected |  |  | Langola | 3832-04-0006 | Residential |  |  | 2018
East Central Energy | 16 | 5574 | Co-op | 200196101 | 19.2 | Solar |  |  | Interconnected |  |  | Rush City | 3721-03-0401 | Residential |  |  | 2014
East Central Energy | 16 | 5574 | Co-op | 200202605 | 19.8 | Solar |  |  | Interconnected |  |  | Ogilvie | 3824-10-0017 | Residential |  | 2019 | 2020
East Central Energy | 16 | 5574 | Co-op | 200373102 | 24 | Solar |  |  | Interconnected |  |  | Shafer | 3320-13-0028 | Residential |  | 2019 | 2019
East Central Energy | 16 | 5574 | Co-op | 200452601 | 10.8 | Solar |  |  | Interconnected |  |  | Pine City Tr1 | 3922-02-0049 | Residential |  |  | 2018
East Central Energy | 16 | 5574 | Co-op | 200574802 | 10 | Solar |  |  | Interconnected |  |  | North Branch Transformer 1 | 3521-09-6011 | Residential |  | 2020 | 2020
East Central Energy | 16 | 5574 | Co-op | 200655101 | 22.5 | Solar |  |  | Interconnected |  |  | Langola | 3831-14-0010 | Residential |  | 2019 | 2019
East Central Energy | 16 | 5574 | Co-op | 200660404 | 11.4 | Solar |  |  | Interconnected |  |  | Milaca TR 1 | 3827-14-0024 | Residential |  | 2020 | 2020
East Central Energy | 16 | 5574 | Co-op | 200869005 | 17.6 | Solar |  |  | Interconnected |  |  | Mora | 4025-25-0154 | Residential |  | 2019 | 2020
East Central Energy | 16 | 5574 | Co-op | 200880405 | 21.42 | Solar |  |  | Interconnected |  |  | Pine City Tr2 | 4117-10-0009 | Residential |  |  | 2013
East Central Energy | 16 | 5574 | Co-op | 200897304 | 5 | Solar |  |  | Interconnected |  |  | Cambridge Ind Transformer 2 | 3623-34-N011 | Residential |  | 2019 | 2019
East Central Energy | 16 | 5574 | Co-op | 201443300 | 5.975 | Solar |  |  | Interconnected |  |  | Carlton | 3520-18-0201 | Residential |  |  | 2015
East Central Energy | 16 | 5574 | Co-op | 201512500 | 0.49 | Solar |  |  | Interconnected |  |  | Dairyland | 3925-03-0013 | Commercial |  |  | 2011
East Central Energy | 16 | 5574 | Co-op | 201648201 | 30 | Solar |  |  | Interconnected |  |  | Mayhew | 3729-30-0011 | Residential |  | 2019 | 2020
East Central Energy | 16 | 5574 | Co-op | 201670200 | 7.6 | Solar |  |  | Interconnected |  |  | Pine City Tr2 | 3821-16-0019 | Residential |  |  | 2016
East Central Energy | 16 | 5574 | Co-op | 201673400 | 10 | Solar |  |  | Interconnected |  |  | Gilman | 3829-31-0010 | Residential |  |  | 2017
East Central Energy | 16 | 5574 | Co-op | 201699100 | 38 | Solar |  |  | Interconnected |  |  | Duelm | 3628-30-0011 | Commercial |  |  | 2018
East Central Energy | 16 | 5574 | Co-op | 201707600 | 16 | Solar |  |  | Interconnected |  |  | Harris | 3622-14-0021 | Residential |  | 2019 | 2020
East Central Energy | 16 | 5574 | Co-op | 201728501 | 11.7 | Solar |  |  | Interconnected |  |  | Hinckley | 4717-20-0016 | Residential |  |  | 2018
East Central Energy | 16 | 5574 | Co-op | 201744403 | 12.9 | Solar |  |  | Interconnected |  |  | North Branch Transformer 1 | 3522-14-0020 | Residential |  |  | 2017
East Central Energy | 16 | 5574 | Co-op | 201763000 | 3.99 | Solar |  |  | Interconnected |  |  | Sandstone | 4717-03-0021 | Residential |  |  | 2015
East Central Energy | 16 | 5574 | Co-op | 201813002 | 4.3 | Solar |  |  | Interconnected |  |  | Bardon | 4716-15-0067 | Residential |  |  | 2017
East Central Energy | 16 | 5574 | Co-op | 201831400 | 17.25 | Solar |  |  | Interconnected |  |  | Harris | 3622-21-0203 | Residential |  |  | 2014
East Central Energy | 16 | 5574 | Co-op | 201878601 | 5.18 | Solar |  |  | Interconnected |  |  | Mora | 4124-26-0044 | Residential |  |  | 2009
East Central Energy | 16 | 5574 | Co-op | 203118200 | 0.75 | Solar |  |  | Interconnected |  |  | Braham 2 | 4123-32-0014 | Commercial |  |  | 2011
East Central Energy | 16 | 5574 | Co-op | 203457903 | 6.28 | Solar |  |  | Interconnected |  |  | Dalbo | 3624-10-0009 | Residential |  | 2020 | 2020
East Central Energy | 16 | 5574 | Co-op | 203681900 | 12 | Solar |  |  | Interconnected |  |  | Bardon | 4716-17-0095 | Residential |  | 2019 | 2019
East Central Energy | 16 | 5574 | Co-op | 203707601 | 12 | Solar |  |  | Interconnected |  |  | Pine City TR2 | 3822-24-0007 | Residential |  | 2019 | 2020
East Central Energy | 16 | 5574 | Co-op | 203992401 | 8.64 | Solar |  |  | Interconnected |  |  | Shafer | 3320-36-0126 | Residential |  |  | 2018
East Central Energy | 16 | 5574 | Co-op | 204411800 | 15.6 | Solar |  |  | Interconnected |  |  | Rush City | 3622-03-0020 | Residential |  |  | 2016
East Central Energy | 16 | 5574 | Co-op | 204652903 | 5.2 | Solar |  |  | Interconnected |  |  | Mora | 3922-07-0076 | Residential |  |  | 2017
East Central Energy | 16 | 5574 | Co-op | 204729301 | 11.8 | Solar |  |  | Interconnected |  |  | Milaca Tr2 | 3826-30-4110 | Residential |  |  | 2018
East Central Energy | 16 | 5574 | Co-op | 205348500 | 30 | Wind |  |  | Interconnected |  |  | Cambridge Transformer 2 | 4420-08-0068 | Residential |  |  | 2012
East Central Energy | 16 | 5574 | Co-op | 205376500 | 9 | Solar |  |  | Interconnected |  |  | Cambridge | 3622-29-0026 | Residential |  | 2020 | 2020
East Central Energy | 16 | 5574 | Co-op | 205461100 | 6 | Solar |  |  | Interconnected |  |  | Sandstone | 4319-10-0048 | Residential |  | 2019 | 2019
East Central Energy | 16 | 5574 | Co-op | 205564503 | 6.6 | Solar |  |  | Interconnected |  |  | Long Siding | 3725-16-0012 | Residential |  |  | 2014
East Central Energy | 16 | 5574 | Co-op | 205617002 | 15.2 | Solar |  |  | Interconnected |  |  | Long Siding | 3627-30-0007 | Residential |  | 2020 | 2020
East Central Energy | 16 | 5574 | Co-op | 205772700 | 7.68 | Solar |  |  | Interconnected |  |  | Carlton | 4717-20-0095 | Residential |  | 2019 | 2019
East Central Energy | 16 | 5574 | Co-op | 205791200 | 35 | Wind |  |  | Interconnected |  |  | North Branch Transformer 1 | 3422-16-0018 | Commercial |  |  | 2005
East Central Energy | 16 | 5574 | Co-op | 205990101 | 39.5 | Solar |  |  | Interconnected |  |  | Gilman | 3929-20-0009 | Residential |  |  | 2017
East Central Energy | 16 | 5574 | Co-op | 206073000 | 22.68 | Solar |  |  | Interconnected |  |  | Milaca Tr1 | 3826-23-0030 | Residential |  |  | 2017
East Central Energy | 16 | 5574 | Co-op | 206106500 | 6.8 | Solar |  |  | Interconnected |  |  | Milaca Tr1 | 3726-18-0014 | Residential |  |  | 2018
East Central Energy | 16 | 5574 | Co-op | 206181805 | 7.6 | Solar |  |  | Interconnected |  |  | Pine City Tr2 | 3922-20-0016 | Residential |  | 2019 | 2019
East Central Energy | 16 | 5574 | Co-op | 206213107 | 17.5 | Solar |  |  | Interconnected |  |  | Cambridge | 3523-11-0031 | Residential |  |  | 2017
East Central Energy | 16 | 5574 | Co-op | 206274903 | 32.4 | Solar |  |  | Interconnected |  |  | North Branch Transformer 1 | 3521-08-0016 | Commercial |  | 2019 | 2019
East Central Energy | 16 | 5574 | Co-op | 206775801 | 5.11 | Solar |  |  | Interconnected |  |  | Duelm | 3729-35-0046 | Residential |  |  | 2018
East Central Energy | 16 | 5574 | Co-op | 206804400 | 39.2 | Solar |  |  | Interconnected |  |  | Gilamn | 3830-14-0009 | Commercial |  | 2020 | 2020
East Central Energy | 16 | 5574 | Co-op | 206811900 | 4.06 | Solar |  |  | Interconnected |  |  | Dairyland | 4217-36-0012 | Residential |  | 2019 | 2020
East Central Energy | 16 | 5574 | Co-op | 206831200 | 1.92 | Solar |  |  | Interconnected |  |  | Pine City Tr2 | 3920-21-0017 | Residential |  |  | 2011
East Central Energy | 16 | 5574 | Co-op | 206876600 | 6.9 | Solar |  |  | Interconnected |  |  | Milaca Tr1 | 3927-27-0024 | Residential |  |  | 2009
East Central Energy | 16 | 5574 | Co-op | 206905200 | 15.2 | Solar |  |  | Interconnected |  |  | Denham | 4422-12-0019 | Commercial |  |  | 2016
East Central Energy | 16 | 5574 | Co-op | 206932500 | 5 | Solar |  |  | Interconnected |  |  | Pine City Tr2 | 3920-29-0027 | Residential |  |  | 2016
East Central Energy | 16 | 5574 | Co-op | 206942600 | 38 | Solar |  |  | Interconnected |  |  | Duelm | 3629-35-0101 | Residential |  |  | 2018
East Central Energy | 16 | 5574 | Co-op | 206965200 | 11.06 | Solar |  |  | Interconnected |  |  | Mora | 4024-10-1137 | Residential |  |  | 2018
East Central Energy | 16 | 5574 | Co-op | 207013200 | 39.9 | Wind |  |  | Interconnected |  |  | Milaca Tr1 | 3725-18-0202 | Residential |  |  | 2013
East Central Energy | 16 | 5574 | Co-op | 207023000 | 14.6 | Solar |  |  | Interconnected |  |  | Long Siding | 3628-13-0012 | Residential |  |  | 2018
East Central Energy | 16 | 5574 | Co-op | 207047300 | 17.1 | Solar |  |  | Interconnected |  |  | Harris | 3827-25-B030 | Residential |  |  | 2016
East Central Energy | 16 | 5574 | Co-op | 207095201 | 30 | Solar |  |  | Interconnected |  |  | Gilman | 3929-33-0017 | Residential |  | 2019 | 2020
East Central Energy | 16 | 5574 | Co-op | 207107500 | 3 | Solar |  |  | Interconnected |  |  | Dalbo | 3731-03-0711 | Residential |  |  | 2014
East Central Energy | 16 | 5574 | Co-op | 207112700 | 10.08 | Solar |  |  | Interconnected |  |  | Rush City | 3622-04-0021 | Residential |  |  | 2015
East Central Energy | 16 | 5574 | Co-op | 207150500 | 7.6 | Solar |  |  | Interconnected |  |  | Langola | 4420-29-0032 | Residential |  |  | 2018
East Central Energy | 16 | 5574 | Co-op | 207233900 | 5.2 | Solar |  |  | Interconnected |  |  | Maser | 4321-28-0004 | Residential |  |  | 2018
East Central Energy | 16 | 5574 | Co-op | 207455100 | 6 | Solar |  |  | Interconnected |  |  | Grindstone | 4021-36-0070 | Residential |  | 2020 | 2020
East Central Energy | 16 | 5574 | Co-op | 207486100 | 19.5 | Solar |  |  | Interconnected |  |  | North Branch Transformer 1 | 3522-15-0301 | Residential |  |  | 2018
East Central Energy | 16 | 5574 | Co-op | 207512500 | 7.7 | Solar |  |  | Interconnected |  |  | Carlton | 4817-30-0076 | Residential |  |  | 2018
East Central Energy | 16 | 5574 | Co-op | 207512900 | 13 | Solar |  |  | Interconnected |  |  | Langola | 3831-14-0011 | Residential |  |  | 2018
East Central Energy | 16 | 5574 | Co-op | 207581000 | 38 | Solar |  |  | Interconnected |  |  | Sandstone | 4319-02-0022 | Residential |  |  | 2018
East Central Energy | 16 | 5574 | Co-op | 207647900 | 22.8 | Solar |  |  | Interconnected |  |  | Harris | 3622-27-3401 | Commercial |  | 2019 | 2019
East Central Energy | 16 | 5574 | Co-op | 207690301 | 10.44 | Solar |  |  | Interconnected |  |  | Cambridge Ind Transformer 2 | 3523-05-F223 | Residential |  | 2020 | 2020
East Central Energy | 16 | 5574 | Co-op | 207704801 | 7.54 | Solar |  |  | Interconnected |  |  | Dalbo | 3624-30-0013 | Residential |  | 2020 | 2020
East Central Energy | 16 | 5574 | Co-op | 207756700 | 23.1 | Solar |  |  | Interconnected |  |  | Isle | 4225-14-0153 | Residential |  | 2020 | 2020
East Central Energy | 16 | 5574 | Co-op | 970147006 | 6.28 | Solar |  |  | Interconnected |  |  | Duelm | 3528-06-0015 | Residential |  | 2020 | 2020
East Central Energy | 16 | 5574 | Co-op | 970404000 | 20 | Wind |  |  | Interconnected |  |  | Long Siding | 3627-17-0013 | Residential |  |  | 2009
East Central Energy | 16 | 5574 | Co-op | 970901806 | 9.44 | Solar |  |  | Interconnected |  |  | Mora | 4024-29-0025 | Residential |  | 2018 | 2019
East Central Energy | 16 | 5574 | Co-op | 980792500 | 12.6 | Solar |  |  | Interconnected |  |  | Ogilvie | 3825-18-0010 | Residential |  |  | 2018
East Central Energy | 16 | 5574 | Co-op | 981253802 | 18.9 | Solar |  |  | Interconnected |  |  | Gilman | 3828-09-0007 | Residential |  |  | 2018
East Central Energy | 16 | 5574 | Co-op | 981441000 | 10 | Solar |  |  | Interconnected |  |  | Braham 1 | 3723-20-0013 | Residential |  | 2020 | 2020
East Central Energy | 16 | 5574 | Co-op | 981441800 | 9.28 | Solar |  |  | Interconnected |  |  | Shafer | 3419-17-0011 | Residential |  |  | 2018
East Central Energy | 16 | 5574 | Co-op | 981650401 | 12 | Solar |  |  | Interconnected |  |  | North Branch Transformer 1 | 3422-22-0008 | Residential |  | 2019 | 2019
East Central Energy | 16 | 5574 | Co-op | 981772100 | 33.3 | Solar |  |  | Interconnected |  |  | Mayhew | 3731-26-0014 | Commercial |  | 2019 | 2019
East Central Energy | 16 | 5574 | Co-op | 981874001 | 7.6 | Solar |  |  | Interconnected |  |  | North Branch Transformer 2 | 3421-02-0601 | Residential |  | 2020 | 2020
East Central Energy | 16 | 5574 | Co-op | 982078803 | 4.08 | Solar |  |  | Interconnected |  |  | Shafer | 3519-33-0011 | Residential |  |  | 2008
East Central Energy | 16 | 5574 | Co-op | 982152101 | 1 | Solar |  |  | Interconnected |  |  | Sandstone | 4218-10-0003 | Residential |  |  | 2015
East Central Energy | 16 | 5574 | Co-op | 982294201 | 4 | Solar |  |  | Interconnected |  |  | Ogilvie | 3925-03-0013 | Residential |  |  | 2011
East Central Energy | 16 | 5574 | Co-op | 982899700 | 6 | Solar |  |  | Interconnected |  |  | Mora | 4123-04-0019 | Residential |  |  | 2018
East Central Energy | 16 | 5574 | Co-op | 991393700 | 33.3 | Solar |  |  | Interconnected |  |  | Minden | 3630-24-0301 | Commercial |  |  | 2018
East Central Energy | 16 | 5574 | Co-op | 991947702 | 11.4 | Solar |  |  | Interconnected |  |  | Braham 2 | 3822-27-0701 | Residential |  | 2020 | 2020
East Central Energy | 16 | 5574 | Co-op | 992151201 | 5 | Solar |  |  | Interconnected |  |  | Milaca TR 2 | 3826-05-0009 | Residential |  | 2020 | 2020
East Central Energy | 16 | 5574 | Co-op | 992186100 | 11 | Solar |  |  | Interconnected |  |  | Milaca Tr2 | 3826-22-0006 | Residential |  | 2020 | 2020
East Grand Forks Water & Light | 37 | 5575 | Muni | South Point Elementary/ISA 595 | 5.6 | Solar |  |  | Interconnected | East Grand Forks | 56721 | Industrial Park | Circuit 3 | Commercial | Yes | 2016 | 2017
Elk River Municipal Utilities | 38 | 5773 | Muni | Customer 1 | 670 | Wind |  |  | Interconnected | Elk River | 55330 |  |  | Commercial |  |  | 2001
Elk River Municipal Utilities | 38 | 5773 | Muni | Customer 10 | 5.13 | Solar |  |  | Interconnected | Elk River | 55330 |  |  | Residential |  |  | 2016
Elk River Municipal Utilities | 38 | 5773 | Muni | Customer 11 | 9.48 | Solar |  |  | Interconnected | Elk River | 55330 |  |  | Residential |  |  | 2008
Elk River Municipal Utilities | 38 | 5773 | Muni | Customer 12 | 17.28 | Solar |  |  | Interconnected | Elk River | 55330 |  |  | Residential |  |  | 2017
Elk River Municipal Utilities | 38 | 5773 | Muni | Customer 13 | 7.5 | Solar |  |  | Interconnected | Elk River | 55330 |  |  | Residential |  |  | 2019
Elk River Municipal Utilities | 38 | 5773 | Muni | Customer 14 | 30 | Wind |  |  | Interconnected | Elk River | 55330 |  |  | Residential
Elk River Municipal Utilities | 38 | 5773 | Muni | Customer 15 | 5 | Solar |  |  | Interconnected | Elk River | 55330 |  |  | Residential |  | 2019 | 2020
Elk River Municipal Utilities | 38 | 5773 | Muni | Customer 16 | 4.6 | Solar |  |  | Interconnected | Elk River | 55330 |  |  | Residential |  |  | 2020
Elk River Municipal Utilities | 38 | 5773 | Muni | Customer 17 | 20 | Solar |  |  | Interconnected | Elk River | 55330 |  |  | Residential |  |  | 2020
Elk River Municipal Utilities | 38 | 5773 | Muni | Customer 18 | 6.785 | Solar |  |  | Interconnected | Elk River | 55330 |  |  | Residential |  |  | 2020
Elk River Municipal Utilities | 38 | 5773 | Muni | Customer 19 | 10 | Solar |  |  | Interconnected | Elk River | 55330 |  |  | Residential |  |  | 2020
Elk River Municipal Utilities | 38 | 5773 | Muni | Customer 2 | 3200 | Municipal Solid Waste |  |  | Interconnected | Elk River | 55330 |  |  | Commercial |  |  | 2002
Elk River Municipal Utilities | 38 | 5773 | Muni | Customer 20 | 5 | Solar |  |  | Interconnected | Elk River | 55330 |  |  | Residential |  |  | 2020
Elk River Municipal Utilities | 38 | 5773 | Muni | Customer 21 | 7.6 | Solar |  |  | Interconnected | Elk River | 55330 |  |  | Residential |  |  | 2020
Elk River Municipal Utilities | 38 | 5773 | Muni | Customer 22 | 5 | Solar |  |  | Interconnected | Elk River | 55330 |  |  | Residential |  |  | 2020
Elk River Municipal Utilities | 38 | 5773 | Muni | Customer 3 | 5 | Solar |  |  | Interconnected | Elk River | 55330 |  |  | Commercial |  |  | 2019
Elk River Municipal Utilities | 38 | 5773 | Muni | Customer 4 | 13.3 | Solar |  |  | Interconnected | Elk River | 55330 |  |  | Residential |  |  | 2017
Elk River Municipal Utilities | 38 | 5773 | Muni | Customer 5 | 5 | Solar |  |  | Interconnected | Elk River | 55330 |  |  | Residential |  |  | 2002
Elk River Municipal Utilities | 38 | 5773 | Muni | Customer 6 | 17.755 | Solar |  |  | Interconnected | Elk River | 55330 |  |  | Commercial |  |  | 2019
Elk River Municipal Utilities | 38 | 5773 | Muni | Customer 7 | 6.27 | Solar |  |  | Interconnected | Elk River | 55330 |  |  | Residential |  |  | 2016
Elk River Municipal Utilities | 38 | 5773 | Muni | Customer 8 | 11.4 | Solar |  |  | Interconnected | Elk River | 55330 |  |  | Residential |  |  | 2017
Elk River Municipal Utilities | 38 | 5773 | Muni | Customer 9 | 11.88 | Solar |  |  | Interconnected | Elk River | 55330 |  |  | Residential |  |  | 2019
Fairmont Public Utilities | 141 | 6151 | Muni | DER 2019-0001 | 10 | Solar |  |  | Interconnected | Fairmont | 56031 |  |  | Residential | n/a | 2019 | 2020
Fairmont Public Utilities | 141 | 6151 | Muni | DER 2019-0002 | 18 | Solar |  |  | Interconnected | Fairmont | 56031 |  |  | Commercial | n/a | 2019 | 2020
Fairmont Public Utilities | 141 | 6151 | Muni | DER 2020-0003 | 17.4 | Solar |  |  | Interconnected | Fairmont | 56031 |  |  | Commercial | n/a | 2020 | 2020
Fairmont Public Utilities | 141 | 6151 | Muni | Fairmont Energy Station Unit 1 | 6100 | Natural Gas |  |  | Interconnected | Fairmont | 56031 |  | Power Plant Substation - 611 N. Main | Utility
Fairmont Public Utilities | 141 | 6151 | Muni | Fairmont Energy Station Unit 2 | 6100 | Natural Gas |  |  | Interconnected | Fairmont | 56031 |  | Power Plant Substation - 611 N. Main | Utility
Fairmont Public Utilities | 141 | 6151 | Muni | Fairmont Energy Station Unit 3 | 6100 | Natural Gas |  |  | Interconnected | Fairmont | 56031 |  | Power Plant Substation - 611 N. Main | Utility
Fairmont Public Utilities | 141 | 6151 | Muni | Fairmont Energy Station Unit 4 | 6100 | Natural Gas |  |  | Interconnected | Fairmont | 56031 |  | Power Plant Substation - 611 N. Main | Utility
Fairmont Public Utilities | 141 | 6151 | Muni | Fairmont Energy Station Unit 6 | 6540 | Diesel |  |  | Interconnected | Fairmont | 56031 |  | Power Plant Substation - 611 N. Main | Utility
Fairmont Public Utilities | 141 | 6151 | Muni | Fairmont Energy Station Unit 7 | 6340 | Diesel |  |  | Interconnected | Fairmont | 56031 |  | Power Plant Substation - 611 N. Main | Utility
Fairmont Public Utilities | 141 | 6151 | Muni | SMMPA Phase 1 Wind | 1900 | Wind |  |  | Interconnected | Fairmont | 56031 |  | East Chain Substation - State Hwy 15 | Utility
Fairmont Public Utilities | 141 | 6151 | Muni | SMMPA Phase 2 Wind | 3300 | Wind |  |  | Interconnected | Fairmont | 56031 |  | East Chain Substation - State Hwy 15 | Utility
Federated Rural Electric Association | 40 | 6258 | Co-op | NOVA2766 | 38.35 | Solar |  |  | Active Application | Windom | 56101 | 17 | 2 | Residential |  | 2020
Federated Rural Electric Association | 40 | 6258 | Co-op | NOVA3836 | 24 | Solar |  |  | Active Application | Windom | 56101 | 17 | 4 | Residential |  | 2020
Federated Rural Electric Association | 40 | 6258 | Co-op | NOVA3910 | 7.6 | Solar |  |  | Active Application | Fairmont | 56031 | 16 | 4 | Residential |  | 2020
Federated Rural Electric Association | 40 | 6258 | Co-op | NOVA3990 | 5 | Solar |  |  | Active Application | Welcome | 56181 | 6 | 1 | Residential |  | 2020
Federated Rural Electric Association | 40 | 6258 | Co-op | 23-04-28 | 30 | Wind |  |  | Interconnected | Heron Lake | 56137 | 17 | 2 | Residential |  | 2015 | 2015
Federated Rural Electric Association | 40 | 6258 | Co-op | 23-11-34 | 12.67 | Solar |  |  | Interconnected | Heron Lake | 56137 | 17 | 2 | Residential
Federated Rural Electric Association | 40 | 6258 | Co-op | 23-39-97 | 4.6 | Solar |  |  | Interconnected | Heron Lake | 56137 | 2 | 1 | Residential |  | 2016 | 2016
Federated Rural Electric Association | 40 | 6258 | Co-op | 24-39-06 | 6 | Solar |  |  | Interconnected | Okabena | 56161 | 2 | 1 | Residential |  | 2015 | 2015
Federated Rural Electric Association | 40 | 6258 | Co-op | 31-15-33 | 7.6 | Solar |  |  | Interconnected | Lakefield | 56150 | 24 | 1 | Residential |  | 2016 | 2016
Federated Rural Electric Association | 40 | 6258 | Co-op | 36-24-06 | 39.2 | Solar |  |  | Interconnected | Jackson | 56143 | 22 | 3 | Commercial |  | 2017 | 2018
Federated Rural Electric Association | 40 | 6258 | Co-op | 55-13-05 | 39.9 | Wind |  |  | Interconnected | Sherburn | 56171 | 4 | 2 | Commercial |  | 2015 | 2015
Federated Rural Electric Association | 40 | 6258 | Co-op | 61-01-24 | 39.9 | Wind |  |  | Interconnected | Fairmont | 56031 | 28 | 4 | Commercial |  | 2011 | 2011
Federated Rural Electric Association | 40 | 6258 | Co-op | 62-02-38 | 36 | Solar |  |  | Interconnected | Fairmont | 56031 | 16 | 2 | Residential |  | 2018 | 2018
Federated Rural Electric Association | 40 | 6258 | Co-op | 62-03-19 | 36 | Solar |  |  | Interconnected | Fairmont | 56031 | 16 | 2 | Residential |  | 2018 | 2018
Federated Rural Electric Association | 40 | 6258 | Co-op | 71-18-12 | 36 | Solar |  |  | Interconnected | Truman | 56088 | 15 | 2 | Residential |  | 2016 | 2016
Federated Rural Electric Association | 40 | 6258 | Co-op | 74-19-24 | 39.9 | Wind |  |  | Interconnected | Granada | 56039 | 20 | 4 | Residential |  | 2016 | 2016
Federated Rural Electric Association | 40 | 6258 | Co-op | 83-00-22 | 10 | Solar |  |  | Interconnected | Windom | 56101 | 17 | 4 | Residential |  | 2015 | 2015
Federated Rural Electric Association | 40 | 6258 | Co-op | NOVA2137 | 7.6 | Solar |  |  | Interconnected | Jackson | 56143 | 21 | 1 | Residential |  | 2019 | 2019
Federated Rural Electric Association | 40 | 6258 | Co-op | NOVA2611 | 6 | Solar |  |  | Interconnected | Jackson | 56143 | 24 | 2 | Residential |  | 2019 | 2019
Federated Rural Electric Association | 40 | 6258 | Co-op | NOVA3768 | 7.6 | Solar |  |  | Withdrawn | Welcome | 56181 | 6 | 1 | Residential |  | 2020
Federated Rural Electric Association | 40 | 6258 | Co-op | NOVA3803 | 7.6 | Solar |  |  | Withdrawn | Fairmont | 56031 | 16 | 4 | Residential |  | 2020
Freeborn-Mower Cooperative Services | 41 | 6782 | Co-op | Service Account 5385b | 7.6 | Solar |  |  | Active Application | Austin | 55912 | BRO | 7 | Residential |  | 2020
Freeborn-Mower Cooperative Services | 41 | 6782 | Co-op | Service Account 1638 | 15.2 | Solar |  |  | Active Application | Ellendale | 56026 | LER | 1 | Residential |  | 2020
Freeborn-Mower Cooperative Services | 41 | 6782 | Co-op | Service Account 29045 | 4.188 | Solar |  |  | Active Application | Albert Lea | 56007 | NBR | 52 | Residential |  | 2020
Freeborn-Mower Cooperative Services | 41 | 6782 | Co-op | Service Account 4531 | 24 | Solar |  |  | Active Application | Hayfield | 55940 | BRO | 1 | Residential |  | 2020
Freeborn-Mower Cooperative Services | 41 | 6782 | Co-op | Service Account 4757 | 3.8 | Solar |  |  | Active Application | Austin | 55912 | BRO | 7 | Residential |  | 2020
Freeborn-Mower Cooperative Services | 41 | 6782 | Co-op | Service Account 523 | 11.4 | Solar |  |  | Active Application | Albert Lea | 56007 | MAN | 1 | Residential |  | 2020
Freeborn-Mower Cooperative Services | 41 | 6782 | Co-op | Service Account 22052 | 10 | Wind |  |  | Decommissioned | Albert Lea | 56007 | WST | 162 | Residential |  | 2009 | 2009 | 2020
Freeborn-Mower Cooperative Services | 41 | 6782 | Co-op | Service Account 22053a | 3 | Solar |  |  | Interconnected | Albert Lea | 56007 | NBR | 50 | Commercial |  | 2011 | 2012
Freeborn-Mower Cooperative Services | 41 | 6782 | Co-op | Service Account 22053b | 20 | Wind |  |  | Interconnected | Albert Lea | 56007 | NBR | 50 | Commercial |  | 2011 | 2012
Freeborn-Mower Cooperative Services | 41 | 6782 | Co-op | Service Account 25395a | 38 | Solar |  |  | Interconnected | Le Roy | 55951 | ADM | 102 | Commercial |  | 2019
Freeborn-Mower Cooperative Services | 41 | 6782 | Co-op | Service Account 25395b | 38 | Solar |  |  | Interconnected | Le Roy | 55951 | ADM | 102 | Commercial |  | 2019 | 2020
Freeborn-Mower Cooperative Services | 41 | 6782 | Co-op | Service Account 28771a | 38 | Solar |  |  | Interconnected | Le Roy | 55951 | ADM | 102 | Commercial |  | 2019
Freeborn-Mower Cooperative Services | 41 | 6782 | Co-op | Service Account 28771b | 38 | Solar |  |  | Interconnected | Le Roy | 55951 | ADM | 102 | Commercial |  | 2019 | 2020
Freeborn-Mower Cooperative Services | 41 | 6782 | Co-op | Service Account 5385a | 1.2 | Solar |  |  | Interconnected | Austin | 55912 | BRO | 7 | Residential |  | 2003 | 2004
Freeborn-Mower Cooperative Services | 41 | 6782 | Co-op | Service Account 10825 | 38 | Solar |  |  | Interconnected | Adams | 55909 | ROS | 5 | Commercial |  | 2019 | 2019
Freeborn-Mower Cooperative Services | 41 | 6782 | Co-op | Service Account 11382 | 11.4 | Solar |  |  | Interconnected | Albert Lea | 56007 | WST | 186 | Residential |  | 2019 | 2019
Freeborn-Mower Cooperative Services | 41 | 6782 | Co-op | Service Account 11623 | 10 | Wind |  |  | Interconnected | Albert Lea | 56007 | COR | 5 | Residential |  | 2013 | 2013
Freeborn-Mower Cooperative Services | 41 | 6782 | Co-op | Service Account 11882 | 7.6 | Solar |  |  | Interconnected | Le Roy | 55951 | TAO | 5 | Residential |  | 2020 | 2020
Freeborn-Mower Cooperative Services | 41 | 6782 | Co-op | Service Account 11955 | 40 | Solar |  |  | Interconnected | Ostrander | 55961 | TAO | 1 | Commercial |  | 2018 | 2018
Freeborn-Mower Cooperative Services | 41 | 6782 | Co-op | Service Account 12007 | 40 | Solar |  |  | Interconnected | Ostrander | 55961 | TAO | 1 | Commercial |  | 2018 | 2018
Freeborn-Mower Cooperative Services | 41 | 6782 | Co-op | Service Account 12034 | 39 | Wind |  |  | Interconnected | Alden | 56009 | MAN | 1 | Commercial |  | 2002 | 2002
Freeborn-Mower Cooperative Services | 41 | 6782 | Co-op | Service Account 12035 | 39 | Wind |  |  | Interconnected | Alden | 56009 | MAN | 1 | Commercial |  | 2002 | 2002
Freeborn-Mower Cooperative Services | 41 | 6782 | Co-op | Service Account 12036 | 20 | Wind |  |  | Interconnected | Glenville | 56036 | EXO | 7 | Residential |  | 1996 | 1997
Freeborn-Mower Cooperative Services | 41 | 6782 | Co-op | Service Account 12037 | 39 | Wind |  |  | Interconnected | Dexter | 55926 | TAO | 1 | Residential |  | 2011 | 2011
Freeborn-Mower Cooperative Services | 41 | 6782 | Co-op | Service Account 13150 | 6 | Solar |  |  | Interconnected | Adams | 55909 | ADM | 103 | Residential |  | 2015 | 2015
Freeborn-Mower Cooperative Services | 41 | 6782 | Co-op | Service Account 14319 | 4.64 | Solar |  |  | Interconnected | Alden | 56009 | WST | 162 | Residential |  | 2020 | 2020
Freeborn-Mower Cooperative Services | 41 | 6782 | Co-op | Service Account 1441 | 20.94 | Solar |  |  | Interconnected | Adams | 55909 | TAO | 7 | Residential |  | 2020 | 2020
Freeborn-Mower Cooperative Services | 41 | 6782 | Co-op | Service Account 1450 | 38 | Solar |  |  | Interconnected | Rose Creek | 55970 | ROS | 8 | Residential |  | 2017 | 2017
Freeborn-Mower Cooperative Services | 41 | 6782 | Co-op | Service Account 1506 | 38 | Solar |  |  | Interconnected | Taopi | 55977 | TAO | 1 | Residential |  | 2020 | 2020
Freeborn-Mower Cooperative Services | 41 | 6782 | Co-op | Service Account 1538 | 38 | Solar |  |  | Interconnected | Rose Creek | 55970 | ROS | 8 | Residential |  | 2018 | 2018
Freeborn-Mower Cooperative Services | 41 | 6782 | Co-op | Service Account 1648 | 39.5 | Solar |  |  | Interconnected | Le Roy | 55951 | TAO | 3 | Commercial |  | 2017 | 2017
Freeborn-Mower Cooperative Services | 41 | 6782 | Co-op | Service Account 1651 | 40 | Solar |  |  | Interconnected | Ellendale | 56026 | LER | 3 | Residential |  | 2018 | 2018
Freeborn-Mower Cooperative Services | 41 | 6782 | Co-op | Service Account 17129 | 39.6 | Solar |  |  | Interconnected | Albert Lea | 56007 | SBW | 179 | Commercial |  | 2015 | 2015
Freeborn-Mower Cooperative Services | 41 | 6782 | Co-op | Service Account 1782 | 39.9 | Solar |  |  | Interconnected | Brownsdale | 55918 | BRO | 3 | Commercial |  | 2019 | 2019
Freeborn-Mower Cooperative Services | 41 | 6782 | Co-op | Service Account 21046 | 39.36 | Solar |  |  | Interconnected | Albert Lea | 56007 | WST | 163 | Commercial |  | 2016 | 2016
Freeborn-Mower Cooperative Services | 41 | 6782 | Co-op | Service Account 22054 | 6 | Solar |  |  | Interconnected | Albert Lea | 56007 | WST | 163 | Residential |  | 2012 | 2012
Freeborn-Mower Cooperative Services | 41 | 6782 | Co-op | Service Account 22055 | 36 | Solar |  |  | Interconnected | Albert Lea | 56007 | WST | 185 | Commercial |  | 2015 | 2015
Freeborn-Mower Cooperative Services | 41 | 6782 | Co-op | Service Account 22472 | 39 | Wind |  |  | Interconnected | Alden | 56009 | ALD | 1 | Commercial |  | 2011 | 2012
Freeborn-Mower Cooperative Services | 41 | 6782 | Co-op | Service Account 23398 | 39 | Wind |  |  | Interconnected | Alden | 56009 | WST | 186 | Residential |  | 2002 | 2003
Freeborn-Mower Cooperative Services | 41 | 6782 | Co-op | Service Account 23399 | 39 | Wind |  |  | Interconnected | Alden | 56009 | WST | 186 | Residential |  | 2003 | 2004
Freeborn-Mower Cooperative Services | 41 | 6782 | Co-op | Service Account 23401 | 39 | Wind |  |  | Interconnected | Alden | 56009 | WST | 186 | Residential |  | 2014 | 2015
Freeborn-Mower Cooperative Services | 41 | 6782 | Co-op | Service Account 23402 | 39 | Wind |  |  | Interconnected | Alden | 56009 | WST | 186 | Residential |  | 2014 | 2015
Freeborn-Mower Cooperative Services | 41 | 6782 | Co-op | Service Account 2395 | 12 | Solar |  |  | Interconnected | Austin | 55912 | LON | 8 | Residential |  | 2013 | 2013
Freeborn-Mower Cooperative Services | 41 | 6782 | Co-op | Service Account 24066 | 37.5 | Solar |  |  | Interconnected | Glenville | 56036 | SHR | 121 | Residential |  | 2020 | 2020
Freeborn-Mower Cooperative Services | 41 | 6782 | Co-op | Service Account 24127 | 34.2 | Solar |  |  | Interconnected | Grand Meadow | 55936 | GRM | 416 | Residential |  | 2020 | 2020
Freeborn-Mower Cooperative Services | 41 | 6782 | Co-op | Service Account 24366 | 35 | Solar |  |  | Interconnected | Grand Meadow | 55936 | GMR | 1 | Commercial |  | 2019 | 2019
Freeborn-Mower Cooperative Services | 41 | 6782 | Co-op | Service Account 24998 | 10 | Solar |  |  | Interconnected | Hayward | 56043 | HAY | 153 | Residential |  | 2014 | 2014
Freeborn-Mower Cooperative Services | 41 | 6782 | Co-op | Service Account 25303 | 38 | Solar |  |  | Interconnected | Adams | 55909 | ADM | 103 | Residential |  | 2019 | 2019
Freeborn-Mower Cooperative Services | 41 | 6782 | Co-op | Service Account 25514 | 12 | Solar |  |  | Interconnected | Le Roy | 55951 | ADM | 102 | Commercial |  | 2015 | 2016
Freeborn-Mower Cooperative Services | 41 | 6782 | Co-op | Service Account 25519 | 7.6 | Solar |  |  | Interconnected | Le Roy | 55951 | ADM | 102 | Residential |  | 2017 | 2018
Freeborn-Mower Cooperative Services | 41 | 6782 | Co-op | Service Account 25868 | 11.4 | Solar |  |  | Interconnected | Le Roy | 55951 | ADM | 102 | Commercial |  | 2016 | 2016
Freeborn-Mower Cooperative Services | 41 | 6782 | Co-op | Service Account 2642 | 10 | Solar |  |  | Interconnected | Austin | 55912 | BRO | 7 | Residential |  | 2016 | 2016
Freeborn-Mower Cooperative Services | 41 | 6782 | Co-op | Service Account 2738 | 22.8 | Solar |  |  | Interconnected | Taopi | 55977 | TAO | 1 | Residential |  | 2019 | 2019
Freeborn-Mower Cooperative Services | 41 | 6782 | Co-op | Service Account 2778 | 28 | Solar |  |  | Interconnected | Blooming Prairie | 55917 | COR | 2 | Residential |  | 2020 | 2020
Freeborn-Mower Cooperative Services | 41 | 6782 | Co-op | Service Account 28105 | 12 | Solar |  |  | Interconnected | Dexter | 55926 | SAR | 3 | Residential |  | 2019 | 2020
Freeborn-Mower Cooperative Services | 41 | 6782 | Co-op | Service Account 28215 | 38 | Solar |  |  | Interconnected | Grand Meadow | 55936 | GMR | 5 | Residential |  | 2020 | 2020
Freeborn-Mower Cooperative Services | 41 | 6782 | Co-op | Service Account 28225 | 12.5 | Solar |  |  | Interconnected | Albert Lea | 56007 | BAN | 7 | Residential |  | 2020 | 2020
Freeborn-Mower Cooperative Services | 41 | 6782 | Co-op | Service Account 28362 | 36 | Solar |  |  | Interconnected | Albert Lea | 56007 | WST | 163 | Commercial |  | 2016 | 2016
Freeborn-Mower Cooperative Services | 41 | 6782 | Co-op | Service Account 28442 | 40 | Solar |  |  | Interconnected | Le Roy | 55951 | RVL | 907 | Commercial |  | 2018 | 2018
Freeborn-Mower Cooperative Services | 41 | 6782 | Co-op | Service Account 2874 | 38 | Solar |  |  | Interconnected | Le Roy | 55951 | TAO | 3 | Residential |  | 2019 | 2019
Freeborn-Mower Cooperative Services | 41 | 6782 | Co-op | Service Account 28802 | 1500 | Solar |  |  | Interconnected | Albert Lea | 56007 | GL | 5 | Commercial |  | 2018 | 2018
Freeborn-Mower Cooperative Services | 41 | 6782 | Co-op | Service Account 2885 | 37.6 | Solar |  |  | Interconnected | Le Roy | 55951 | TAO | 3 | Residential |  | 2018 | 2018
Freeborn-Mower Cooperative Services | 41 | 6782 | Co-op | Service Account 29250 | 11.995 | Solar |  |  | Interconnected | Albert Lea | 56007 | NRR | 50 | Commercial |  | 2020 | 2020
Freeborn-Mower Cooperative Services | 41 | 6782 | Co-op | Service Account 2931 | 38 | Solar |  |  | Interconnected | Rose Creek | 55970 | ROS | 8 | Residential |  | 2017 | 2017
Freeborn-Mower Cooperative Services | 41 | 6782 | Co-op | Service Account 3152 | 10.4 | Solar |  |  | Interconnected | Waltham | 55982 | BRO | 1 | Residential |  | 2016 | 2016
Freeborn-Mower Cooperative Services | 41 | 6782 | Co-op | Service Account 3164 | 1 | Solar |  |  | Interconnected | Blooming Prairie | 55917 | COR | 2 | Residential |  | 2012 | 2012
Freeborn-Mower Cooperative Services | 41 | 6782 | Co-op | Service Account 3185 | 37.8 | Solar |  |  | Interconnected | Clarks Grove | 56016 | LER | 1 | Commercial |  | 2019 | 2019
Freeborn-Mower Cooperative Services | 41 | 6782 | Co-op | Service Account 3278 | 38 | Solar |  |  | Interconnected | Taopi | 55977 | TAO | 5 | Residential |  | 2016 | 2016
Freeborn-Mower Cooperative Services | 41 | 6782 | Co-op | Service Account 3307 | 39.5 | Solar |  |  | Interconnected | Blooming Prairie | 55917 | BRO | 1 | Residential |  | 2015 | 2019
Freeborn-Mower Cooperative Services | 41 | 6782 | Co-op | Service Account 3485 | 26.6 | Solar |  |  | Interconnected | Le Roy | 55951 | TAO | 5 | Residential |  | 2019 | 2019
Freeborn-Mower Cooperative Services | 41 | 6782 | Co-op | Service Account 3539 | 36 | Solar |  |  | Interconnected | Blooming Prairie | 55917 | COR | 2 | Residential |  | 2018 | 2019
Freeborn-Mower Cooperative Services | 41 | 6782 | Co-op | Service Account 3600 | 37.78 | Solar |  |  | Interconnected | Grand Meadow | 55936 | TAO | 1 | Residential |  | 2018 | 2018
Freeborn-Mower Cooperative Services | 41 | 6782 | Co-op | Service Account 3613 | 18 | Solar |  |  | Interconnected | Sargeant | 55973 | SAR | 5 | Residential |  | 2019 | 2019
Freeborn-Mower Cooperative Services | 41 | 6782 | Co-op | Service Account 3640 | 37.78 | Solar |  |  | Interconnected | Adams | 55909 | ROS | 5 | Residential |  | 2018 | 2018
Freeborn-Mower Cooperative Services | 41 | 6782 | Co-op | Service Account 3765 | 3.8 | Solar |  |  | Interconnected | Austin | 55912 | BRO | 7 | Residential |  | 2020 | 2020
Freeborn-Mower Cooperative Services | 41 | 6782 | Co-op | Service Account 3811 | 37.6 | Solar |  |  | Interconnected | Waltham | 55982 | BRO | 1 | Residential |  | 2016 | 2016
Freeborn-Mower Cooperative Services | 41 | 6782 | Co-op | Service Account 3899 | 2 | Wind |  |  | Interconnected | Dexter | 55926 | SAR | 5 | Residential |  | 2009 | 2010
Freeborn-Mower Cooperative Services | 41 | 6782 | Co-op | Service Account 4089 | 20 | Solar |  |  | Interconnected | Rose Creek | 55970 | ROS | 5 | Residential |  | 2015 | 2016
Freeborn-Mower Cooperative Services | 41 | 6782 | Co-op | Service Account 4566 | 10 | Solar |  |  | Interconnected | Le Roy | 55951 | TAO | 5 | Residential |  | 2013 | 2014
Freeborn-Mower Cooperative Services | 41 | 6782 | Co-op | Service Account 4682 | 7.6 | Solar |  |  | Interconnected | Albert Lea | 56007 | EXO | 7 | Residential |  | 2017 | 2017
Freeborn-Mower Cooperative Services | 41 | 6782 | Co-op | Service Account 4781 | 15 | Solar |  |  | Interconnected | Waltham | 55982 | SAR | 7 | Residential |  | 2020 | 2020
Freeborn-Mower Cooperative Services | 41 | 6782 | Co-op | Service Account 5381 | 35.16 | Solar |  |  | Interconnected | Taopi | 55977 | TAO | 3 | Residential |  | 2018 | 2018
Freeborn-Mower Cooperative Services | 41 | 6782 | Co-op | Service Account 5548 | 30 | Solar |  |  | Interconnected | Alden | 56009 | ALD | 1 | Residential |  | 2013 | 2014
Freeborn-Mower Cooperative Services | 41 | 6782 | Co-op | Service Account 5629 | 5 | Solar |  |  | Interconnected | Glenville | 56036 | GLE | 7 | Residential |  | 2012 | 2012
Freeborn-Mower Cooperative Services | 41 | 6782 | Co-op | Service Account 5717 | 39.5 | Solar |  |  | Interconnected | Le Roy | 55951 | TAO | 5 | Commercial |  | 2017 | 2017
Freeborn-Mower Cooperative Services | 41 | 6782 | Co-op | Service Account 5729 | 7.6 | Solar |  |  | Interconnected | Albert Lea | 56007 | BAN | 1 | Residential |  | 2016 | 2016
Freeborn-Mower Cooperative Services | 41 | 6782 | Co-op | Service Account 5802 | 40 | Solar |  |  | Interconnected | Dexter | 55926 | BRO | 3 | Commercial |  | 2016 | 2016
Freeborn-Mower Cooperative Services | 41 | 6782 | Co-op | Service Account 5813 | 30.2 | Solar |  |  | Interconnected | Adams | 55909 | ROS | 5 | Commercial |  | 2019 | 2019
Freeborn-Mower Cooperative Services | 41 | 6782 | Co-op | Service Account 5834 | 38 | Solar |  |  | Interconnected | Rose Creek | 55970 | ROS | 8 | Residential |  | 2017 | 2017
Freeborn-Mower Cooperative Services | 41 | 6782 | Co-op | Service Account 5844 | 38.2 | Solar |  |  | Interconnected | Albert Lea | 56007 | LON | 8 | Commercial |  | 2019 | 2019
Freeborn-Mower Cooperative Services | 41 | 6782 | Co-op | Service Account 6874 | 7.6 | Solar |  |  | Interconnected | Austin | 55912 | BRO | 7 | Residential |  | 2017 | 2017
Freeborn-Mower Cooperative Services | 41 | 6782 | Co-op | Service Account 6934 | 28.8 | Solar |  |  | Interconnected | Albert Lea | 56007 | BAN | 7 | Residential |  | 2016 | 2016
Freeborn-Mower Cooperative Services | 41 | 6782 | Co-op | Service Account 7236 | 10 | Solar |  |  | Interconnected | Austin | 55912 | ROS | 1 | Residential |  | 2016 | 2016
Freeborn-Mower Cooperative Services | 41 | 6782 | Co-op | Service Account 7272 | 38.36 | Solar |  |  | Interconnected | Ostrander | 55961 | TAO | 1 | Commercial |  | 2020 | 2020
Freeborn-Mower Cooperative Services | 41 | 6782 | Co-op | Service Account 776 | 36 | Solar |  |  | Interconnected | Hartland | 56042 | FRE | 3 | Residential |  | 2019 | 2019
Freeborn-Mower Cooperative Services | 41 | 6782 | Co-op | Service Account 7777 | 30 | Solar |  |  | Interconnected | Glenville | 56036 | GLE | 7 | Residential |  | 2014 | 2014
Freeborn-Mower Cooperative Services | 41 | 6782 | Co-op | Service Account 8158 | 40 | Solar |  |  | Interconnected | Hayward | 56043 | EXO | 1 | Commercial |  | 2019 | 2019
Freeborn-Mower Cooperative Services | 41 | 6782 | Co-op | Service Account 8201 | 2500 | Wind |  |  | Interconnected | Glenville | 56036 | EXO | 3 | Commercial |  | 2020 | 2020
Freeborn-Mower Cooperative Services | 41 | 6782 | Co-op | Service Account 8224 | 38 | Solar |  |  | Interconnected | Le Roy | 55951 | TAO | 5 | Commercial |  | 2020 | 2020
Freeborn-Mower Cooperative Services | 41 | 6782 | Co-op | Service Account 8779 | 36.7 | Solar |  |  | Interconnected | Blooming Prairie | 55917 | COR | 8 | Commercial |  | 2017 | 2017
Glencoe Light and Power Commission | 42 | 7292 | Muni | 01-013600-01 | 4.6 | Solar |  |  | Interconnected | Glencoe | 55336 | Armstrong | at meter | Residential | n/a |  | 2013
Glencoe Light and Power Commission | 42 | 7292 | Muni | 10-26273-00 | 4.2 | Solar |  |  | Interconnected | Glencoe | 55336 | Armstrong | at meter | Residential | n/a |  | 2009
Glencoe Light and Power Commission | 42 | 7292 | Muni | 11-372000-00 | 8.7 | Solar |  |  | Interconnected | Glencoe | 55336 | Armstrong | at meter | Residential | n/a | 2020 | 2020
Glencoe Light and Power Commission | 42 | 7292 | Muni | 11-829800-02 | 39.52 | Solar |  |  | Interconnected | Glencoe | 55336 | Armstrong | at meter | Commercial | n/a |  | 2016 | 2020
Glencoe Light and Power Commission | 42 | 7292 | Muni | 14-453000-02 | 2.4 | Wind |  |  | Interconnected | Glencoe | 55336 | Armstrong | at meter | Residential | n/a |  | 2009
Glencoe Light and Power Commission | 42 | 7292 | Muni | 14-462000-00 | 5 | Solar |  |  | Interconnected | Glencoe | 55336 | Armstrong | at meter | Residential | n/a |  | 2010
Glencoe Light and Power Commission | 42 | 7292 | Muni | 14-485000-00 | 5 | Solar |  |  | Interconnected | Glencoe | 55336 | Armstrong | at meter | Residential | n/a |  | 2010
Glencoe Light and Power Commission | 42 | 7292 | Muni | Landfill Gas Facility | 3200 | Biogas |  |  | Interconnected | Glencoe | 55336 | Armstrong | Feeder #11 | Commercial | n/a |  | 2008
Goodhue County Coop Electric | 43 | 7460 | Co-op | 3041 | 39.99 | Solar |  |  | Active Application |  | 55946 | Cherry Grove | 71 | Residential |  | 2020
Goodhue County Coop Electric | 43 | 7460 | Co-op | 3395 | 4.13 | Solar |  |  | Active Application |  | 55009 | Cannon Falls | 13 | Residential |  | 2020
Goodhue County Coop Electric | 43 | 7460 | Co-op | 3735 | 3.8 | Solar |  |  | Active Application |  | 55027 | Goodhue | 31 | Residential |  | 2020
Goodhue County Coop Electric | 43 | 7460 | Co-op | 3802 | 12 | Solar |  |  | Active Application |  | 55027 | Hader | 53 | Residential |  | 2020
Goodhue County Coop Electric | 43 | 7460 | Co-op | 3865 | 6 | Solar |  |  | Active Application |  | 55018 | Kenyon | 63 | Residential |  | 2020
Goodhue County Coop Electric | 43 | 7460 | Co-op | 3885 | 12 | Solar |  |  | Active Application |  | 56006 | Belvidere Mills | 42 | Residential |  | 2020
Goodhue County Coop Electric | 43 | 7460 | Co-op | 3936 | 13.96 | Solar |  |  | Active Application |  | 55963 | Cherry Grove | 72 | Residential |  | 2020
Goodhue County Coop Electric | 43 | 7460 | Co-op | 1000 | 39 | Wind |  |  | Interconnected |  | 55009 | Hader | 54 | Residential |  | 2001 | 2002 | 2020
Goodhue County Coop Electric | 43 | 7460 | Co-op | 1001 | 20 | Wind |  |  | Interconnected |  | 55009 | Cannon Falls | 14 | Residential |  | 2008 | 2009
Goodhue County Coop Electric | 43 | 7460 | Co-op | 1002 | 33 | Wind |  |  | Interconnected |  | 55041 | Belvidere Mills | 44 | Residential |  | 2009 | 2010
Goodhue County Coop Electric | 43 | 7460 | Co-op | 1003 | 7.2 | Solar |  |  | Interconnected |  | 55057 | Cannon Falls | 14 | Residential |  | 2007 | 2007
Goodhue County Coop Electric | 43 | 7460 | Co-op | 1004 | 7 | Solar |  |  | Interconnected |  | 55009 | Cannon Falls | 13 | Residential |  | 2010 | 2010
Goodhue County Coop Electric | 43 | 7460 | Co-op | 1005 | 3.5 | Solar |  |  | Interconnected |  | 55066 | Belvidere Mills | 43 | Residential |  | 2009 | 2010
Goodhue County Coop Electric | 43 | 7460 | Co-op | 1006 | 4.32 | Solar |  |  | Interconnected |  | 55009 | Cannon Falls | 13 | Residential |  | 2012 | 2012
Goodhue County Coop Electric | 43 | 7460 | Co-op | 1007 | 11.76 | Solar |  |  | Interconnected |  | 55009 | Cannon Falls | 13 | Residential |  | 2015 | 2015
Goodhue County Coop Electric | 43 | 7460 | Co-op | 1008 | 24.5 | Solar |  |  | Interconnected |  | 55089 | Vasa | 21 | Residential |  | 2012 | 2013
Goodhue County Coop Electric | 43 | 7460 | Co-op | 1009 | 15.2 | Solar |  |  | Interconnected |  | 55089 | Vasa | 21 | Residential |  | 2019 | 2019
Goodhue County Coop Electric | 43 | 7460 | Co-op | 1010 | 5.6 | Solar |  |  | Interconnected |  | 55009 | Cannon Falls | 13 | Residential |  | 2014 | 2014
Goodhue County Coop Electric | 43 | 7460 | Co-op | 1011 | 6.3 | Solar |  |  | Interconnected |  | 55027 | Hader | 53 | Residential |  | 2014 | 2014
Goodhue County Coop Electric | 43 | 7460 | Co-op | 1012 | 20.16 | Solar |  |  | Interconnected |  | 55009 | Cannon Falls | 14 | Residential |  | 2014 | 2015
Goodhue County Coop Electric | 43 | 7460 | Co-op | 1013 | 5.04 | Solar |  |  | Interconnected |  | 55946 | Kenyon | 62 | Residential |  | 2015 | 2015
Goodhue County Coop Electric | 43 | 7460 | Co-op | 1014 | 8.5 | Solar |  |  | Interconnected |  | 55009 | Cannon Falls | 14 | Residential |  | 2015 | 2015
Goodhue County Coop Electric | 43 | 7460 | Co-op | 1015 | 9.12 | Solar |  |  | Interconnected |  | 55963 | Cherry Grove | 73 | Residential |  | 2015 | 2015
Goodhue County Coop Electric | 43 | 7460 | Co-op | 1016 | 10.08 | Solar |  |  | Interconnected |  | 55066 | Vasa | 22 | Residential |  | 2015 | 2015
Goodhue County Coop Electric | 43 | 7460 | Co-op | 1017 | 7.98 | Solar |  |  | Interconnected |  | 55057 | Cannon Falls | 14 | Residential |  | 2015 | 2016
Goodhue County Coop Electric | 43 | 7460 | Co-op | 1018 | 36 | Solar |  |  | Interconnected |  | 55009 | Cannon Falls | 11 | Residential |  | 2015 | 2016
Goodhue County Coop Electric | 43 | 7460 | Co-op | 1019 | 39 | Solar |  |  | Interconnected |  | 55985 | Cherry Grove | 73 | Residential |  | 2016 | 2016
Goodhue County Coop Electric | 43 | 7460 | Co-op | 1020 | 35.2 | Solar |  |  | Interconnected |  | 55009 | Vasa | 21 | Residential |  | 2016 | 2016
Goodhue County Coop Electric | 43 | 7460 | Co-op | 1021 | 5 | Solar |  |  | Interconnected |  | 55009 | Cannon Falls | 12 | Residential |  | 2016 | 2016
Goodhue County Coop Electric | 43 | 7460 | Co-op | 1022 | 35.2 | Solar |  |  | Interconnected |  | 55009 | Hader | 54 | Residential |  | 2016 | 2016
Goodhue County Coop Electric | 43 | 7460 | Co-op | 1023 | 9.45 | Solar |  |  | Interconnected |  | 55009 | Cannon Falls | 14 | Residential |  | 2016 | 2017
Goodhue County Coop Electric | 43 | 7460 | Co-op | 1024 | 7.15 | Solar |  |  | Interconnected |  | 55009 | Vasa | 21 | Residential |  | 2016 | 2017
Goodhue County Coop Electric | 43 | 7460 | Co-op | 1025 | 18 | Solar |  |  | Interconnected |  | 55018 | Kenyon | 63 | Residential |  | 2017 | 2017
Goodhue County Coop Electric | 43 | 7460 | Co-op | 1026 | 7.68 | Solar |  |  | Interconnected |  | 55018 | Kenyon | 63 | Residential |  | 2018 | 2018
Goodhue County Coop Electric | 43 | 7460 | Co-op | 1027 | 9.1 | Solar |  |  | Interconnected |  | 55018 | Cannon Falls | 11 | Residential |  | 2018 | 2018
Goodhue County Coop Electric | 43 | 7460 | Co-op | 1028 | 18 | Solar |  |  | Interconnected |  | 55946 | Cherry Grove | 71 | Residential |  | 2018 | 2018
Goodhue County Coop Electric | 43 | 7460 | Co-op | 1029 | 15.4 | Solar |  |  | Interconnected |  | 55946 | Kenyon | 62 | Residential |  | 2018 | 2018
Goodhue County Coop Electric | 43 | 7460 | Co-op | 1030 | 36 | Solar |  |  | Interconnected |  | 55946 | Kenyon | 61 | Residential |  | 2018 | 2018
Goodhue County Coop Electric | 43 | 7460 | Co-op | 1031 | 36 | Solar |  |  | Interconnected |  | 55009 | Cannon Falls | 14 | Residential |  | 2018 | 2019
Goodhue County Coop Electric | 43 | 7460 | Co-op | 1032 | 30.4 | Solar |  |  | Interconnected |  | 55009 | Cannon Falls | 13 | Residential |  | 2018 | 2019
Goodhue County Coop Electric | 43 | 7460 | Co-op | 1033 | 13.3 | Solar |  |  | Interconnected |  | 55963 | Cherry Grove | 73 | Residential |  | 2018 | 2018
Goodhue County Coop Electric | 43 | 7460 | Co-op | 1034 | 6.96 | Solar |  |  | Interconnected |  | 55992 | Hader | 51 | Residential |  | 2019 | 2019
Goodhue County Coop Electric | 43 | 7460 | Co-op | 1850 | 3.84 | Solar |  |  | Interconnected |  | 55009 | Cannon Falls | 14 | Residential |  | 2019 | 2020
Goodhue County Coop Electric | 43 | 7460 | Co-op | 1975 | 7.6 | Solar |  |  | Interconnected |  | 55946 | Kenyon | 62 | Residential |  | 2019 | 2019
Goodhue County Coop Electric | 43 | 7460 | Co-op | 2130 | 10.3 | Solar |  |  | Interconnected |  | 55992 | Lena | 81 | Residential |  | 2019 | 2019
Goodhue County Coop Electric | 43 | 7460 | Co-op | 2391 | 15 | Solar |  |  | Interconnected |  | 55992 | Lena | 81 | Residential |  | 2019 | 2019
Goodhue County Coop Electric | 43 | 7460 | Co-op | 2416 | 12 | Solar |  |  | Interconnected |  | 55041 | Belvidere Mills | 41 | Residential |  | 2019 | 2020
Goodhue County Coop Electric | 43 | 7460 | Co-op | 2512 | 11.4 | Solar |  |  | Interconnected |  | 55009 | Vasa | 21 | Residential |  | 2019 | 2020
Goodhue County Coop Electric | 43 | 7460 | Co-op | 2566 | 19 | Solar |  |  | Interconnected |  | 55009 | Cannon Falls | 14 | Residential |  | 2019 | 2019
Goodhue County Coop Electric | 43 | 7460 | Co-op | 2588 | 12.5 | Solar |  |  | Interconnected |  | 55946 | Kenyon | 62 | Residential |  | 2019 | 2020
Goodhue County Coop Electric | 43 | 7460 | Co-op | 2685 | 7.6 | Solar |  |  | Interconnected |  | 55009 | Cannon Falls | 14 | Residential |  | 2019 | 2020
Goodhue County Coop Electric | 43 | 7460 | Co-op | 2910 | 10 | Solar |  |  | Interconnected |  | 55027 | Hader | 53 | Residential |  | 2020 | 2020
Goodhue County Coop Electric | 43 | 7460 | Co-op | 3160 | 11.5 | Solar |  |  | Interconnected |  | 55053 | Kenyon | 63 | Residential |  | 2020 | 2020
Goodhue County Coop Electric | 43 | 7460 | Co-op | 3270 | 3.84 | Solar |  |  | Interconnected |  | 55009 | Cannon Falls | 14 | Residential |  | 2020 | 2020
Goodhue County Coop Electric | 43 | 7460 | Co-op | 3359 | 20 | Solar |  |  | Interconnected |  | 55089 | Cannon Falls | 13 | Residential |  | 2020 | 2020
Goodhue County Coop Electric | 43 | 7460 | Co-op | 3518 | 19 | Solar |  |  | Interconnected |  | 55009 | Cannon Falls | 13 | Residential |  | 2020 | 2020
Goodhue County Coop Electric | 43 | 7460 | Co-op | 3542 | 11.71 | Solar |  |  | Interconnected |  | 55963 | Lena | 83 | Residential |  | 2020 | 2020
Goodhue County Coop Electric | 43 | 7460 | Co-op | 3560 | 7.12 | Solar |  |  | Interconnected |  | 55066 | Belvidere Mills | 42 | Residential |  | 2020 | 2020
Goodhue County Coop Electric | 43 | 7460 | Co-op | 3745 | 8.2 | Solar |  |  | Interconnected |  | 55946 | Hader | 52 | Residential |  | 2020 | 2020
Grand Marais Public Utilities | 17 | 7487 | Muni | 473 | 22.32 | Solar |  |  | Interconnected | Grand Marais | 55604 | Power Plant Sub | Downtown |  |  | 2016 | 2016
Grand Marais Public Utilities | 17 | 7487 | Muni | 751 | 7.6 | Solar |  |  | Interconnected | Grand Marais | 55604 | Power Plant Sub | Downtown |  |  | 2019 | 2019
Grand Marais Public Utilities | 17 | 7487 | Muni | 1714 | 4.55 | Solar |  |  | Interconnected | Grand Marais | 55604 | Power Plant Sub | Hospital |  |  | 2019 | 2019
Grand Marais Public Utilities | 17 | 7487 | Muni | 1955 | 1.77 | Solar |  |  | Interconnected | Grand Marais | 55604 | Power Plant Sub | Hospital |  |  | 2019 | 2019
Grand Marais Public Utilities | 17 | 7487 | Muni | 1988 | 10 | Solar |  |  | Interconnected | Grand Marais | 55604 | Power Plant Sub | Downtown |  |  | 2017 | 2017
Grand Marais Public Utilities | 17 | 7487 | Muni | 2346 | 4.64 | Solar |  |  | Interconnected | Grand Marais | 55604 | Power Plant Sub | Hospital |  |  | 2019 | 2019
Grand Marais Public Utilities | 17 | 7487 | Muni | 2746 | 5 | Solar |  |  | Interconnected | Grand Marais | 55604 | Power Plant Sub | Hospital |  |  | 2020 | 2020
Grand Marais Public Utilities | 17 | 7487 | Muni | 2957 | 5.12 | Solar |  |  | Interconnected | Grand Marais | 55604 | Power Plant Sub | Downtown |  |  | 2015 | 2015
Grand Marais Public Utilities | 17 | 7487 | Muni | 2988 | 20.4 | Solar |  |  | Interconnected | Grand Marais | 55604 | Power Plant Sub | Downtown |  |  | 2018 | 2018
Grand Marais Public Utilities | 17 | 7487 | Muni | 3051 | 10.78 | Solar |  |  | Interconnected | Grand Marais | 55604 | Power Plant Sub | Downtown |  |  | 2019 | 2019
Grand Marais Public Utilities | 17 | 7487 | Muni | 3091 | 16.24 | Solar |  |  | Interconnected | Grand Marais | 55604 | Power Plant Sub | Downtown |  |  | 2019 | 2019
Grand Marais Public Utilities | 17 | 7487 | Muni | 3443 | 51.6 | Solar |  |  | Interconnected | Grand Marais | 55604 | Power Plant Sub | Downtown |  |  | 2018 | 2018
Grand Rapids Public Utilities | 44 | 7489 | Muni | S-01-08 | 4.05 | Solar |  |  | Interconnected | Grand Rapids | 55744 | East | ES06 | Commercial | n/a | 2008 | 2008 | n/a
Grand Rapids Public Utilities | 44 | 7489 | Muni | S-01-09 | 4 | Solar |  |  | Interconnected | Grand Rapids | 55744 | Tioga | Tioga | Residential | Rebate | 2009 | 2009 | n/a
Grand Rapids Public Utilities | 44 | 7489 | Muni | S-01-13 | 4.56 | Solar |  |  | Interconnected | Grand Rapids | 55744 | Main | 326 | Residential | Rebate | 2013 | 2013 | n/a
Grand Rapids Public Utilities | 44 | 7489 | Muni | S-01-14 | 92 | Solar |  |  | Interconnected | Grand Rapids | 55744 | East | ES05 | Commercial | n/a | 2013 | 2014 | n/a
Grand Rapids Public Utilities | 44 | 7489 | Muni | S-01-15 | 2.16 | Solar |  |  | Interconnected | Grand Rapids | 55744 | Forest Lake | FL13 | Residential | Rebate | 2015 | 2015 | n/a
Grand Rapids Public Utilities | 44 | 7489 | Muni | S-01-16 | 2.22 | Solar |  |  | Interconnected | Grand Rapids | 55744 | Main | 327 | Commercial | n/a | 2015 | 2016 | n/a
Grand Rapids Public Utilities | 44 | 7489 | Muni | S-02-13 | 10 | Solar |  |  | Interconnected | Grand Rapids | 55744 | Main | 326 | Residential | Rebate | 2013 | 2013 | n/a
Grand Rapids Public Utilities | 44 | 7489 | Muni | S-02-14 | 2.7 | Solar |  |  | Interconnected | Grand Rapids | 55744 | Main | 320 | Residential | Rebate | 2014 | 2014 | n/a
Grand Rapids Public Utilities | 44 | 7489 | Muni | S-03-14 | 4 | Solar |  |  | Interconnected | Grand Rapids | 55744 | Main | 320 | Residential | Rebate | 2014 | 2014 | n/a
Grove City Electric | 208 | 7732 | Muni | 01-2433-00-9 | 39.7 | Solar |  |  | Interconnected | Grove City | 56243 |  |  | Commercial |  | 2015 | 2015
Grove City Electric | 208 | 7732 | Muni | 0-1470-009 | 18 | Solar |  |  | Interconnected | Grove City | 56243 |  |  | Residential |  | 2018 | 2018
Heartland Power Cooperative | 260 | 8319 | Co-op | 1 | 7.65 | Solar |  |  | Interconnected | Le Roy | 55951 | Vandermyde | 2 | Residential | n/a | 2012 | 2013
Hibbing Public Utilities Commmission | 162 | 8543 | Muni | Solar 1 | 15 | Solar |  |  | Interconnected | Hibbing | 55744 | Power Plant | 5 | Commercial | n/a | 2014 | 2014
Hibbing Public Utilities Commmission | 162 | 8543 | Muni | Solar 2 | 20 | Solar |  |  | Interconnected | Hibbing | 55744 | Power Plant | 3 | Commercial | n/a | 2017 | 2017
Hibbing Public Utilities Commmission | 162 | 8543 | Muni | Solar 3 | 3 | Solar |  |  | Interconnected | Hibbing | 55744 | Power Plant | 15 | Commercial | n/a | 2016 | 2017
Hibbing Public Utilities Commmission | 162 | 8543 | Muni | Solar 4 | 6 | Solar |  |  | Interconnected | Hibbing | 55744 | Power Plant | 40 | Commercial | n/a | 2014 | 2014
Hibbing Public Utilities Commmission | 162 | 8543 | Muni | Solar 5 | 0.3 | Solar |  |  | Interconnected | Hibbing | 55744 | Power Plant | 4 | Commercial | n/a | 2018 | 2018
Hutchinson Utilities Commission | 49 | 9130 | Muni | System 1 | 400 | Solar |  |  | Interconnected | Hutchinson | 55350 | Plant 1 | 14 | Commercial | n/a | 2013 | 2014
Hutchinson Utilities Commission | 49 | 9130 | Muni | System 2 | 80 | Solar |  |  | Interconnected | Hutchinson | 55350 | Plant1 | 15 | Commercial | n/a | 2014 | 2015
Hutchinson Utilities Commission | 49 | 9130 | Muni | System 3 | 10 | Solar |  |  | Interconnected | Hutchinson | 55350 | Plant 1 | 18 | Commercial | n/a |  | 2006
Hutchinson Utilities Commission | 49 | 9130 | Muni | System 4 | 10.72 | Solar |  |  | Interconnected | Hutchinson | 55350 | Plant 1 | 17 | Commercial | n/a | 2018 | 2018
Hutchinson Utilities Commission | 49 | 9130 | Muni | System 5 | 37 | Solar |  |  | Interconnected | Hutchinson | 55350 | Plant 1 | 11 | Commercial | n/a | 2020 | 2020
Hutchinson Utilities Commission | 49 | 9130 | Muni | System 6 | 39 | Solar |  |  | Interconnected | Hutchinson | 55350 | Plant 1 | 11 | Commercial | n/a | 2020 | 2020
Itasca-Mantrap Cooperative Electrical Ass'n. | 18 | 9475 | Co-op | 20-12-0-09386b | 1.36 | Solar |  |  | Active Application | Park Rapids | 56470 | 4 | 6 | Residential |  | 2020
Itasca-Mantrap Cooperative Electrical Ass'n. | 18 | 9475 | Co-op | 20-12-0-09386a | 3.8 | Solar |  |  | Interconnected | Park Rapids | 56470 | 4 | 6 | Residential |  | 2015 | 2015
Itasca-Mantrap Cooperative Electrical Ass'n. | 18 | 9475 | Co-op | 09-11-0-57220 | 20.3 | Solar |  |  | Interconnected | Detroit Lakes | 56501 | 6 | 2 | Residential |  | 2019 | 2019
Itasca-Mantrap Cooperative Electrical Ass'n. | 18 | 9475 | Co-op | 13-26-0-10071 | 14.85 | Solar |  |  | Interconnected | Park Rapids | 56470 | 4 | 3 | Residential |  | 2018 | 2019
Itasca-Mantrap Cooperative Electrical Ass'n. | 18 | 9475 | Co-op | 17-05-0-11761 | 25.2 | Solar |  |  | Interconnected | Akeley | 56433 | 9 | 2 | Residential |  | 2020 | 2020
Itasca-Mantrap Cooperative Electrical Ass'n. | 18 | 9475 | Co-op | 19-26-0-56012 | 10.95 | Solar |  |  | Interconnected | Nevis | 56467 | 2 | 2 | Residential |  | 2017 | 2018
Itasca-Mantrap Cooperative Electrical Ass'n. | 18 | 9475 | Co-op | 19-33-0-14730 | 38.5 | Solar |  |  | Interconnected | Nevis | 56467 | 2 | 6 | Commercial |  | 2020 | 2020
Itasca-Mantrap Cooperative Electrical Ass'n. | 18 | 9475 | Co-op | 20-16-0-13530 | 3.44 | Solar |  |  | Interconnected | Park Rapids | 56470 | 4 | 2 | Residential |  | 2010 | 2010
Itasca-Mantrap Cooperative Electrical Ass'n. | 18 | 9475 | Co-op | 20-17-0-05976 | 6 | Solar |  |  | Interconnected | Park Rapids | 56470 | 4 | 2 | Residential |  | 2015 | 2015
Itasca-Mantrap Cooperative Electrical Ass'n. | 18 | 9475 | Co-op | 22-03-0-08677 | 2.2 | Solar |  |  | Interconnected | Park Rapids | 56470 | 10 | 4 | Residential |  | 2019 | 2020
Itasca-Mantrap Cooperative Electrical Ass'n. | 18 | 9475 | Co-op | 24-18-0-07066 | 2.2 | Solar |  |  | Interconnected | Ponsford | 56575 | 12 | 3 | Residential |  | 2011 | 2011
Itasca-Mantrap Cooperative Electrical Ass'n. | 18 | 9475 | Co-op | 24-19-0-11119 | 5.4 | Solar |  |  | Interconnected | Ponsford | 56575 | 12 | 3 | Commercial |  | 2012 | 2012
Itasca-Mantrap Cooperative Electrical Ass'n. | 18 | 9475 | Co-op | 29-07-0-03718 | 5.61 | Solar |  |  | Interconnected | Osage | 56570 | 3 | 2 | Residential |  | 2015 | 2015
Itasca-Mantrap Cooperative Electrical Ass'n. | 18 | 9475 | Co-op | 30-05-0-08661 | 9.135 | Solar |  |  | Interconnected | Park Rapids | 56470 | 10 | 1 | Residential |  | 2019 | 2020
Itasca-Mantrap Cooperative Electrical Ass'n. | 18 | 9475 | Co-op | 30-08-0-13309 | 9.1 | Solar |  |  | Interconnected | Park Rapids | 56470 | 1 | 2 | Residential |  | 2018 | 2018
Itasca-Mantrap Cooperative Electrical Ass'n. | 18 | 9475 | Co-op | 31-06-0-15102 | 5.18 | Solar |  |  | Interconnected | Park Rapids | 56470 | 1 | 4 | Residential |  | 2009 | 2009
Itasca-Mantrap Cooperative Electrical Ass'n. | 18 | 9475 | Co-op | 31-31-0-56630 | 46 | Solar |  |  | Interconnected | Park Rapids | 56470 | 1 | 2 | Community Solar Garden |  | 2014 | 2015
Itasca-Mantrap Cooperative Electrical Ass'n. | 18 | 9475 | Co-op | 32-30-0-56636 | 7.6 | Solar |  |  | Interconnected | Nevis | 56467 | 2 | 5 | Residential |  | 2018 | 2018
Itasca-Mantrap Cooperative Electrical Ass'n. | 18 | 9475 | Co-op | 33-02-0-09857 | 10 | Solar |  |  | Interconnected | Akeley | 56433 | 9 | 3 | Residential |  | 2017 | 2017
Itasca-Mantrap Cooperative Electrical Ass'n. | 18 | 9475 | Co-op | 33-11-0-57248 | 7.08 | Solar |  |  | Interconnected | Akeley | 56433 | 9 | 3 | Residential |  | 2019 | 2020
Itasca-Mantrap Cooperative Electrical Ass'n. | 18 | 9475 | Co-op | 34-31-0-12553 | 9.995 | Solar |  |  | Interconnected | Backus | 56435 | 8 | 1 | Residential |  | 2020 | 2020
Itasca-Mantrap Cooperative Electrical Ass'n. | 18 | 9475 | Co-op | 37-25-0-06836 | 5.5 | Solar |  |  | Interconnected | Backus | 56435 | 8 | 4 | Residential |  | 2020 | 2020
Itasca-Mantrap Cooperative Electrical Ass'n. | 18 | 9475 | Co-op | 38-02-0-12255 | 2.1 | Solar |  |  | Interconnected | Akeley | 56433 | 8 | 3 | Residential |  | 2009 | 2009
Itasca-Mantrap Cooperative Electrical Ass'n. | 18 | 9475 | Co-op | 38-18-0-13611 | 30.68 | Solar |  |  | Interconnected | Nevis | 56467 | 7 | 4 | Residential |  | 2020 | 2020
Itasca-Mantrap Cooperative Electrical Ass'n. | 18 | 9475 | Co-op | 39-03-0-00796 | 30.68 | Solar |  |  | Interconnected | Park Rapids | 56470 | 2 | 5 | Residential |  | 2020 | 2020
Itasca-Mantrap Cooperative Electrical Ass'n. | 18 | 9475 | Co-op | 41-02-0-14851 | 20 | Wind |  |  | Interconnected | Park Rapids | 56470 | 5 | 1 | Commercial |  | 2010 | 2010
Itasca-Mantrap Cooperative Electrical Ass'n. | 18 | 9475 | Co-op | 41-10-0-09767 | 3.44 | Solar |  |  | Interconnected | Park Rapids | 56470 | 5 | 1 | Residential |  | 2011 | 2011
Itasca-Mantrap Cooperative Electrical Ass'n. | 18 | 9475 | Co-op | 41-10-0-52364 | 20 | Wind |  |  | Interconnected | Park Rapids | 56470 | 5 | 1 | Residential |  | 2008 | 2008
Itasca-Mantrap Cooperative Electrical Ass'n. | 18 | 9475 | Co-op | 41-29-0-14133 | 5.184 | Solar |  |  | Interconnected | Menahga | 56464 | 3 | 5 | Residential |  | 2011 | 2011
Itasca-Mantrap Cooperative Electrical Ass'n. | 18 | 9475 | Co-op | 51-17-0-11666 | 20 | Wind |  |  | Interconnected | Menahga | 56464 | 7 | 2 | Residential |  | 2009 | 2009
Kandiyohi Power Cooperative | 19 | 9991 | Co-op | NOVA3473-4419907 | 10.7 | Other |  |  | Active Application | Willmar | 56201 | Willmar | 2 | Residential |  | 2020
Kandiyohi Power Cooperative | 19 | 9991 | Co-op | NOVA3684-5117550 | 10.29 | Solar |  |  | Active Application | New London | 56273 | Hawick | 4 | Residential |  | 2020
Kandiyohi Power Cooperative | 19 | 9991 | Co-op | NOVA3949-5133843 | 6 | Solar |  |  | Active Application | New London | 56273 | Sunburg | 2 | Residential |  | 2020
Kandiyohi Power Cooperative | 19 | 9991 | Co-op | NOVA0001-7326410 | 39.9 | Wind |  |  | Interconnected | Kerkhoven | 56252 | Pennock | 4 | Residential |  | 2003 | 2003
Kandiyohi Power Cooperative | 19 | 9991 | Co-op | NOVA0002-4221700 | 1.5 | Solar |  |  | Interconnected | New London | 56273 | Prairie Woods | 3 | Residential |  | 2005 | 2005
Kandiyohi Power Cooperative | 19 | 9991 | Co-op | NOVA0003-5235400 | 11 | Solar |  |  | Interconnected | Spicer | 56288 | Spicer | 4 | Commercial |  | 2007 | 2007
Kandiyohi Power Cooperative | 19 | 9991 | Co-op | NOVA0004-72034075 | 40 | Wind |  |  | Interconnected | Kerkhoven | 56252 | Sunburg | 3 | Residential |  | 2009 | 2009
Kandiyohi Power Cooperative | 19 | 9991 | Co-op | NOVA0005-4220382 | 2.4 | Wind |  |  | Interconnected | New London | 56273 | Prairie Woods | 3 | Residential |  | 2009 | 2009
Kandiyohi Power Cooperative | 19 | 9991 | Co-op | NOVA0006-7234250 | 5.5 | Solar |  |  | Interconnected | Kerkhoven | 56252 | Sunburg | 3 | Residential |  | 2010 | 2010
Kandiyohi Power Cooperative | 19 | 9991 | Co-op | NOVA0007-7234252 | 11 | Solar |  |  | Interconnected | Kerkhoven | 56252 | Sunburg | 3 | Residential |  | 2010 | 2010
Kandiyohi Power Cooperative | 19 | 9991 | Co-op | NOVA0008-6114500 | 4.5 | Solar |  |  | Interconnected | Brooten | 55316 | Sunburg | 1 | Residential |  | 2010 | 2010
Kandiyohi Power Cooperative | 19 | 9991 | Co-op | NOVA0009-4306212 | 1.5 | Solar |  |  | Interconnected | Spicer | 56288 | Spicer | 1 | Residential |  | 2010 | 2010
Kandiyohi Power Cooperative | 19 | 9991 | Co-op | NOVA0010-5233870 | 3 | Solar |  |  | Interconnected | Spicer | 56288 | Sunburg | 2 | Residential |  | 2010 | 2010
Kandiyohi Power Cooperative | 19 | 9991 | Co-op | NOVA0011-5233875 | 5 | Solar |  |  | Interconnected | Spicer | 56288 | Sunburg | 2 | Residential |  | 2010 | 2010
Kandiyohi Power Cooperative | 19 | 9991 | Co-op | NOVA0012-4304695 | 5.4 | Solar |  |  | Interconnected | Spicer | 56288 | Spicer | 1 | Residential |  | 2010 | 2010
Kandiyohi Power Cooperative | 19 | 9991 | Co-op | NOVA0013-3421020 | 8 | Solar |  |  | Interconnected | Atwater | 56209 | Kandiyohi | 2 | Residential |  | 2010 | 2011
Kandiyohi Power Cooperative | 19 | 9991 | Co-op | NOVA0014-5522470 | 39.9 | Wind |  |  | Interconnected | Willmar | 56201 | Svea | 4 | Residential |  | 2011 | 2011
Kandiyohi Power Cooperative | 19 | 9991 | Co-op | NOVA0015-5201680 | 4.25 | Solar |  |  | Interconnected | New London | 56273 | Prairie Woods | 4 | Commercial |  | 2011 | 2011
Kandiyohi Power Cooperative | 19 | 9991 | Co-op | NOVA0016-6113720 | 39.9 | Wind |  |  | Interconnected | Brooten | 56316 | Sunburg | 1 | Residential |  | 2013 | 2013
Kandiyohi Power Cooperative | 19 | 9991 | Co-op | NOVA0017-5220352 | 8 | Solar |  |  | Interconnected | New London | 56273 | Sunburg | 2 | Residential |  | 2014 | 2014
Kandiyohi Power Cooperative | 19 | 9991 | Co-op | NOVA0018-5334300 | 20 | Solar |  |  | Interconnected | Willmar | 56201 | Kandiyohi | 4 | Residential |  | 2014 | 2014
Kandiyohi Power Cooperative | 19 | 9991 | Co-op | NOVA0019-5207870 | 9 | Solar |  |  | Interconnected | Pennock | 56279 | Sunburg | 2 | Residential |  | 2014 | 2014
Kandiyohi Power Cooperative | 19 | 9991 | Co-op | NOVA0020-6103400 | 12 | Solar |  |  | Interconnected | Brooten | 56316 | Sunburg | 1 | Residential |  | 2015 | 2015
Kandiyohi Power Cooperative | 19 | 9991 | Co-op | NOVA0021-4131710 | 11 | Solar |  |  | Interconnected | New London | 56273 | Hawick | 4 | Commercial |  | 2015 | 2015
Kandiyohi Power Cooperative | 19 | 9991 | Co-op | NOVA0022-5132850 | 14 | Solar |  |  | Interconnected | Sunburg | 56289 | Sunburg | 1 | Residential |  | 2015 | 2015
Kandiyohi Power Cooperative | 19 | 9991 | Co-op | NOVA0023-6216480 | 36 | Solar |  |  | Interconnected | Pennock | 56279 | Sunburg | 4 | Residential |  | 2018 | 2018
Kandiyohi Power Cooperative | 19 | 9991 | Co-op | NOVA0024-4305470 | 20 | Solar |  |  | Interconnected | Spicer | 56288 | Spicer | 1 | Residential |  | 2018 | 2018
Kandiyohi Power Cooperative | 19 | 9991 | Co-op | NOVA0025-5324310 | 39.2 | Solar |  |  | Interconnected | Willmar | 56201 | Spicer | 3 | Commercial |  | 2019 | 2019
Kandiyohi Power Cooperative | 19 | 9991 | Co-op | NOVA1518-6129760 | 12.24 | Solar |  |  | Interconnected | Sunburg | 56289 | Sunburg | 2 | Residential |  | 2019 | 2019
Kandiyohi Power Cooperative | 19 | 9991 | Co-op | NOVA2114-5234770 | 13.43 | Solar |  |  | Interconnected | Spicer | 56288 | Prairie Woods | 4 | Residential |  | 2019 | 2019
Kandiyohi Power Cooperative | 19 | 9991 | Co-op | NOVA2314-5433620 | 15.2 | Solar |  |  | Interconnected | Willmar | 56201 | Willmar | 3 | Residential |  | 2019 | 2019
Kandiyohi Power Cooperative | 19 | 9991 | Co-op | NOVA2382-5133843 | 13.14 | Solar |  |  | Interconnected | New London | 56273 | Sunburg | 2 | Residential |  | 2019 | 2020
Kandiyohi Power Cooperative | 19 | 9991 | Co-op | NOVA2469-3208340 | 34.2 | Solar |  |  | Interconnected | Hawick | 56273 | Green Lake | 1 | Residential |  | 2019 | 2020
Kandiyohi Power Cooperative | 19 | 9991 | Co-op | NOVA2526-5235650 | 7.92 | Solar |  |  | Interconnected | Spicer | 56288 | Spicer | 4 | Commercial |  | 2019 | 2020
Kandiyohi Power Cooperative | 19 | 9991 | Co-op | NOVA3010-4317160 | 40 | Solar |  | X | Interconnected | Spicer | 56288 | Spicer | 4 | Residential |  | 2020 | 2020
Kandiyohi Power Cooperative | 19 | 9991 | Co-op | NOVA3283-5434020 | 33.3 | Solar |  |  | Interconnected | Willmar | 56201 | Willmar | 3 | Commercial |  | 2020 | 2020
Kandiyohi Power Cooperative | 19 | 9991 | Co-op | NOVA3474-4308510 | 28.75 | Other |  |  | Interconnected | Spicer | 56288 | Spicer | 4 | Residential |  | 2020 | 2020
Kandiyohi Power Cooperative | 19 | 9991 | Co-op | NOVA3688-4233290 | 6.4 | Solar |  |  | Interconnected | Spicer | 56288 | Spicer | 1 | Residential |  | 2020 | 2020
Kandiyohi Power Cooperative | 19 | 9991 | Co-op | NOVA3834-4305494 | 14.85 | Solar |  |  | Interconnected | Spicer | 56288 | Spicer | 1 | Residential |  | 2020 | 2020
Lake City Utilities | 56 | 10595 | Muni | 12101460101 | 36 | Solar |  |  | Interconnected | Lake City | 55041 | 10th Street |  | Residential | n/a | 2020 | 2020
Lake City Utilities | 56 | 10595 | Muni | 12101460201 | 6.38 | Solar |  |  | Interconnected | Lake City | 55041 | 10th Street |  | Residential | n/a | 2019 | 2019
Lake City Utilities | 56 | 10595 | Muni | 12101465000 | 9.28 | Solar |  |  | Interconnected | Lake City | 55041 | 10th Street |  | Residential | n/a | 2019 | 2020
Lake City Utilities | 56 | 10595 | Muni | 12101500101 | 9.28 | Solar |  | X | Interconnected | Lake City | 55041 | 10th Street |  | Residential | n/a | 2019 | 2020
Lake City Utilities | 56 | 10595 | Muni | 13101540000 | 6.08 | Solar |  |  | Interconnected | Lake City | 55041 | 10th Street |  | Residential | n/a | 2019 | 2019
Lake City Utilities | 56 | 10595 | Muni | 14100530103 | 10.64 | Solar |  |  | Interconnected | Lake City | 55041 | 10th Street |  | Commercial | n/a | 2014 | 2015
Lake City Utilities | 56 | 10595 | Muni | 17100780003 | 6 | Solar |  |  | Interconnected | Lake City | 55041 | 10th Street |  | Residential | n/a | 2020 | 2020
Lake Country Power | 14 | 10697 | Co-op | 123050130a | 29 | Solar |  |  | Active Application | Orr | 55771 | Pokegama | 2139 | Residential |  | 2019
Lake Country Power | 14 | 10697 | Co-op | 201022426a | 23 | Solar |  |  | Active Application | Chisholm | 55719 | side lake | 2213 | Residential |  | 2019
Lake Country Power | 14 | 10697 | Co-op | 241012201a | 11.71 | Solar |  |  | Active Application | Grand Rapids | 55744 | Arbo | 2443 | Residential |  | 2019
Lake Country Power | 14 | 10697 | Co-op | 140000204 | 8.85 | Solar |  |  | Active Application | Cook | 55723 | Sturgeon Lake | 2217 | Residential |  | 2019
Lake Country Power | 14 | 10697 | Co-op | 173052568 | 6 | Solar |  |  | Active Application | Babbitt | 55706 | Cohasset | 2202 | Residential |  | 2019
Lake Country Power | 14 | 10697 | Co-op | 221032747 | 6 | Solar |  |  | Active Application | Nashwauk | 55769 | Keewatin | 2209 | Residential |  | 2019
Lake Country Power | 14 | 10697 | Co-op | 303002914 | 2.9 | Solar |  |  | Active Application | Cohasset | 55721 | Knife Falls | 2266 | Residential |  | 2019
Lake Country Power | 14 | 10697 | Co-op | 428070340 | 12 | Solar |  |  | Active Application | Moose Lake | 55767 | S | 2367 | Residential |  | 2019
Lake Country Power | 14 | 10697 | Co-op | NOVA1777-428070340 | 12 | Solar |  |  | Active Application | Moose Lake | 55767 | Sturgeon Lake B | 2443 | Residential |  | 2019
Lake Country Power | 14 | 10697 | Co-op | NOVA2813-266010211 | 4.13 | Solar |  |  | Active Application | Hibbing | 55746 | Keewatin | 2305 | Residential |  | 2020
Lake Country Power | 14 | 10697 | Co-op | NOVA3513-415002260 | 18 | Solar |  |  | Active Application | Barnum | 55707 | Kettle River | 2547 | Residential |  | 2020
Lake Country Power | 14 | 10697 | Co-op | NOVA3710-422003671 | 13 | Solar |  |  | Active Application | Kerrick | 55756 | Sturgeon Lake B | 2543 | Residential |  | 2020
Lake Country Power | 14 | 10697 | Co-op | NOVA3727-429011578 | 8.22 | Solar |  |  | Active Application | Kerrick | 55756 | Sturgeon Lake B | 2543 | Residential |  | 2020
Lake Country Power | 14 | 10697 | Co-op | NOVA3757-154001605 | 5 | Solar |  | X | Active Application | Cook | 55723 | Cook | 2413 | Residential |  | 2020
Lake Country Power | 14 | 10697 | Co-op | NOVA3880-422003228 | 9.07 | Solar |  |  | Active Application | Moose Lake | 55767 | Sturgeon Lake B | 2543 | Residential |  | 2020
Lake Country Power | 14 | 10697 | Co-op | NOVA3942-161020102 | 9.57 | Solar |  |  | Active Application | Ely | 55731 | Winton A | 2306A | Residential |  | 2020
Lake Country Power | 14 | 10697 | Co-op | NOVA3978-390001564 | 5 | Solar |  | X | Active Application | Cloquet | 55720 | Solway | 2438 | Residential |  | 2020
Lake Country Power | 14 | 10697 | Co-op | NOVA3978-390001564-S | 7.5 | Solar |  | X | Active Application | Cloquet | 55720 | Solway | 2438 | Residential |  | 2020
Lake Country Power | 14 | 10697 | Co-op | 251010946a | 2 | Solar |  |  | Decommissioned | Aurora | 55705 | Gowan | 4 | Residential |  |  |  | 2019
Lake Country Power | 14 | 10697 | Co-op | 123050130b | 11.6 | Solar |  |  | Interconnected | Orr | 55771 | Orr | 2 | Residential |  |  | 2017
Lake Country Power | 14 | 10697 | Co-op | 145053212a | 10.44 | Solar |  |  | Interconnected | Ely | 55731 | Clear Lake | 2453 | Residential |  | 2019 | 2019
Lake Country Power | 14 | 10697 | Co-op | 145053212b | 6.5 | Solar |  |  | Interconnected | Ely | 55731 | Clear Lake | 3 | Residential |  |  | 2010
Lake Country Power | 14 | 10697 | Co-op | 177021302a | 0.8 | Solar |  |  | Interconnected | Side Lake | 55781 | Side Lake | 1 | Residential |  |  | 2009
Lake Country Power | 14 | 10697 | Co-op | 177021302b | 3.5 | Wind |  |  | Interconnected | Side Lake | 55781 | Side Lake | 1 | Residential |  |  | 2009
Lake Country Power | 14 | 10697 | Co-op | 201022426b | 8 | Solar |  |  | Interconnected | Chisholm | 55719 | Side Lake | 2 | Residential |  |  | 2014
Lake Country Power | 14 | 10697 | Co-op | 241012201b | 4.8 | Solar |  |  | Interconnected | Grand Rapids | 55744 | Arbo | 4 | Residential |  |  | 2017
Lake Country Power | 14 | 10697 | Co-op | 241012201c | 2.6 | Solar |  |  | Interconnected | Grand Rapids | 55744 | Arbo | 4 | Residential |  |  | 2012
Lake Country Power | 14 | 10697 | Co-op | 251010946b | 2 | Solar |  |  | Interconnected | Aurora | 55705 | Lakeland B | 4 | Residential |  |  | 2012 | 2019
Lake Country Power | 14 | 10697 | Co-op | 372002757a | 5 | Solar |  |  | Interconnected | Floodwood | 55736 | Gowan | 2 | Residential |  |  | 2017
Lake Country Power | 14 | 10697 | Co-op | 372002757b | 4.41 | Solar |  |  | Interconnected | Floodwood | 55736 | Gowan | 2 | Residential |  |  | 2015 | 2020
Lake Country Power | 14 | 10697 | Co-op | 390002122a | 5.4 | Solar |  |  | Interconnected | Cloquet | 55720 | Solway | 4 | Residential |  |  | 2002
Lake Country Power | 14 | 10697 | Co-op | 390002122b | 1.6 | Solar |  |  | Interconnected | Cloquet | 55720 | Solway | 4 | Residential |  |  | 2017
Lake Country Power | 14 | 10697 | Co-op | 394013131a | 6.6 | Solar |  |  | Interconnected | Tamarack | 55787 | Wright | 2 | Residential |  |  | 2019
Lake Country Power | 14 | 10697 | Co-op | 394013131b | 1.84 | Solar |  |  | Interconnected | Tamarack | 55787 | Wright | 2 | Residential |  |  | 2016
Lake Country Power | 14 | 10697 | Co-op | 103022382 | 20 | Solar |  |  | Interconnected | Crane Lake | 55725 | Orr | 1 | Residential |  |  | 2018
Lake Country Power | 14 | 10697 | Co-op | 123003102 | 2 | Solar |  |  | Interconnected | Orr | 55771 | Meadowbrook | 3 | Residential |  |  | 2007
Lake Country Power | 14 | 10697 | Co-op | 123020965 | 12 | Solar |  |  | Interconnected | Orr | 55771 | Meadowbrook | 3 | Residential |  |  | 2014
Lake Country Power | 14 | 10697 | Co-op | 123032366 | 21.2 | Solar |  |  | Interconnected | Eveleth | 55734 | Orr | 4 | Residential |  |  | 2014
Lake Country Power | 14 | 10697 | Co-op | 137001007 | 2.51 | Solar |  |  | Interconnected | Gheen | 55771 | Meadowbrook | 3 | Residential |  |  | 2007
Lake Country Power | 14 | 10697 | Co-op | 140022054 | 33.4 | Solar |  |  | Interconnected | Cook | 55723 | Cook | 2 | Residential |  |  | 2017
Lake Country Power | 14 | 10697 | Co-op | 141011107 | 5.7 | Solar |  |  | Interconnected | Buyck | 55771 | Cook | 2 | Residential |  |  | 2016
Lake Country Power | 14 | 10697 | Co-op | 145053204 | 9.36 | Solar |  |  | Interconnected | Ely | 55731 | Clear Lake | 3 | Residential |  |  | 2008
Lake Country Power | 14 | 10697 | Co-op | 146011836 | 1.2 | Solar |  |  | Interconnected | Ely | 55731 | Winton B | 2 | Residential |  |  | 2010
Lake Country Power | 14 | 10697 | Co-op | 147002701 | 5 | Solar |  |  | Interconnected | Ely | 55731 | Winton | 1 | Residential |  |  | 2019
Lake Country Power | 14 | 10697 | Co-op | 155002601 | 9 | Solar |  |  | Interconnected | Cook | 55723 | Frazer Bay | 2 | Residential |  |  | 2014
Lake Country Power | 14 | 10697 | Co-op | 155051889 | 20 | Solar |  |  | Interconnected | Cook | 55723 | Cook | 3 | Residential |  |  | 2018
Lake Country Power | 14 | 10697 | Co-op | 161020110 | 4.2 | Solar |  |  | Interconnected | Ely | 55731 | Winton A | 3 | Residential |  |  | 2016
Lake Country Power | 14 | 10697 | Co-op | 161021254 | 7.6 | Solar |  |  | Interconnected | Ely | 55731 | Winton A | 3 | Residential |  |  | 2016
Lake Country Power | 14 | 10697 | Co-op | 161052907 | 2.6 | Solar |  |  | Interconnected | Ely | 55731 | Winton A | 3 | Residential |  |  | 2016
Lake Country Power | 14 | 10697 | Co-op | 172000204 | 5.52 | Solar |  |  | Interconnected | Ely | 55731 | Clear Lake | 1 | Residential |  |  | 2012
Lake Country Power | 14 | 10697 | Co-op | 181001605 | 6 | Solar |  |  | Interconnected | Britt | 55710 | Sand Lake | 2 | Residential |  |  | 2015
Lake Country Power | 14 | 10697 | Co-op | 181003510 | 10 | Solar |  |  | Interconnected | Britt | 55792 | Sand Lake | 2312 | Residential |  | 2019 | 2019
Lake Country Power | 14 | 10697 | Co-op | 183042702 | 7.6 | Solar |  |  | Interconnected | Embarrass | 55732 | Pike River | 3 | Residential |  |  | 2019
Lake Country Power | 14 | 10697 | Co-op | 201032816 | 5.25 | Solar |  |  | Interconnected | Hibbing | 55746 | Side Lake | 2 | Residential |  |  | 2019
Lake Country Power | 14 | 10697 | Co-op | 203002701 | 4 | Solar |  |  | Interconnected | Britt | 55710 | Sand Lake | 1 | Residential |  |  | 2008
Lake Country Power | 14 | 10697 | Co-op | 221002423 | 14.26 | Solar |  |  | Interconnected | Nashwauk | 55769 | Shoal Lake | 2 | Residential |  |  | 2019
Lake Country Power | 14 | 10697 | Co-op | 226032313 | 15.84 | Solar |  |  | Interconnected | Mountain Iron | 55768 | Peary | 2101 | Residential |  | 2019 | 2019
Lake Country Power | 14 | 10697 | Co-op | 227013564 | 3.5 | Solar |  |  | Interconnected | Eveleth | 55734 | Lakeland | 2 | Residential |  |  | 2013
Lake Country Power | 14 | 10697 | Co-op | 228023210 | 3 | Wind |  |  | Interconnected | Gilbert | 55741 | Lakeland | 2 | Residential |  |  | 2009
Lake Country Power | 14 | 10697 | Co-op | 237001890 | 37.5 | Solar |  |  | Interconnected | Deer River | 56636 | Ball Club | 3 | Residential |  |  | 2017
Lake Country Power | 14 | 10697 | Co-op | 240001508 | 4.86 | Solar |  |  | Interconnected | Deer River | 56636 | Arbo | 3 | Residential |  |  | 2014
Lake Country Power | 14 | 10697 | Co-op | 240001927 | 2.4 | Solar |  |  | Interconnected | Deer River | 56636 | Ball Club | 4 | Residential |  |  | 2018
Lake Country Power | 14 | 10697 | Co-op | 240002274 | 7.83 | Solar |  |  | Interconnected | Deer River | 55736 | Arbo | 3 | Residential |  |  | 2019
Lake Country Power | 14 | 10697 | Co-op | 241012210 | 3.6 | Solar |  |  | Interconnected | Grand Rapids | 55744 | Arbo | 4 | Residential |  |  | 2008
Lake Country Power | 14 | 10697 | Co-op | 241012226 | 4.3 | Solar |  |  | Interconnected | Grand Rapids | 55744 | Arbo | 4 | Residential |  |  | 2011
Lake Country Power | 14 | 10697 | Co-op | 241022233 | 2.1 | Solar |  |  | Interconnected | Grand Rapids | 55744 | Arbo | 4 | Residential |  |  | 2006
Lake Country Power | 14 | 10697 | Co-op | 243001602 | 10 | Solar |  |  | Interconnected | Nashwauk | 55769 | Shoal Lake | 2 | Residential |  |  | 2017
Lake Country Power | 14 | 10697 | Co-op | 247001404 | 4.2 | Solar |  |  | Interconnected | Mountain Iron | 55768 | Iron | 1 | Residential |  |  | 2010
Lake Country Power | 14 | 10697 | Co-op | 247021639 | 3.5 | Wind |  |  | Interconnected | Mountain Iron | 55768 | Iron | 3 | Residential |  |  | 2010
Lake Country Power | 14 | 10697 | Co-op | 261001452 | 3 | Wind |  |  | Interconnected | Grand Rapids | 55744 | Cohasset | 2 | Residential |  |  | 2007
Lake Country Power | 14 | 10697 | Co-op | 261002468 | 2.1 | Solar |  |  | Interconnected | Grand Rapids | 55744 | Cohasset | 2 | Residential |  |  | 2006
Lake Country Power | 14 | 10697 | Co-op | 266032909 | 31.9 | Solar |  |  | Interconnected | Hibbing | 55746 | Keewatin | 1 | Residential |  |  | 2019
Lake Country Power | 14 | 10697 | Co-op | 277011702 | 7.6 | Solar |  |  | Interconnected | Federal Dam | 56641 | Bena | 4 | Residential |  |  | 2016
Lake Country Power | 14 | 10697 | Co-op | 282172138 | 7.6 | Solar |  |  | Interconnected | Cohasset | 55721 | Cohasset | 4 | Residential |  |  | 2019
Lake Country Power | 14 | 10697 | Co-op | 284032230 | 13 | Solar |  |  | Interconnected | Bovey | 55709 | Gunn | 4 | Residential |  |  | 2016
Lake Country Power | 14 | 10697 | Co-op | 285001635 | 0.7 | Solar |  |  | Interconnected | Bovey | 55709 | Blackberry | 1 | Residential |  |  | 2016
Lake Country Power | 14 | 10697 | Co-op | 285003093 | 1.08 | Solar |  |  | Interconnected | Bovey | 55709 | Blackberry | 1 | Residential |  |  | 2008
Lake Country Power | 14 | 10697 | Co-op | 285003387 | 6.2 | Solar |  |  | Interconnected | Bovey | 55709 | Blackberry | 1 | Residential |  |  | 2016
Lake Country Power | 14 | 10697 | Co-op | 286002616 | 2.16 | Solar |  |  | Interconnected | Hibbing | 55746 | Goodland | 3 | Residential |  |  | 2010
Lake Country Power | 14 | 10697 | Co-op | 289000602 | 4 | Solar |  |  | Interconnected | Mountain Iron | 55768 | Iron | 1 | Residential |  |  | 2007
Lake Country Power | 14 | 10697 | Co-op | 293003201 | 4.6 | Solar |  |  | Interconnected | Makinen | 55763 | Cotton | 2 | Residential |  |  | 2017
Lake Country Power | 14 | 10697 | Co-op | 303001306 | 3.6 | Solar |  |  | Interconnected | Grand Rapids | 55744 | Pokegama | 3 | Residential |  |  | 2017
Lake Country Power | 14 | 10697 | Co-op | 303002779 | 7 | Solar |  |  | Interconnected | Cohasset | 55721 | Pokegama | 3 | Residential |  |  | 2017
Lake Country Power | 14 | 10697 | Co-op | 304111559 | 2.7 | Solar |  |  | Interconnected | Grand Rapids | 55744 | Gunn | 1 | Residential |  |  | 2016
Lake Country Power | 14 | 10697 | Co-op | 304122240 | 10 | Solar |  |  | Interconnected | Grand Rapids | 55744 | Pokegama | 2167 | Residential |  | 2019 | 2019
Lake Country Power | 14 | 10697 | Co-op | 304142250 | 1 | Wind |  |  | Interconnected | Grand Rapids | 55744 | Pokegama | 1 | Residential |  |  | 2002
Lake Country Power | 14 | 10697 | Co-op | 306012830 | 3.1 | Solar |  |  | Interconnected | Warba | 55793 | Blackberry | 2 | Residential |  |  | 2013
Lake Country Power | 14 | 10697 | Co-op | 307001520 | 3.3 | Wind |  |  | Interconnected | Goodland | 55742 | Goodland | 2 | Residential |  |  | 2007
Lake Country Power | 14 | 10697 | Co-op | 325003077 | 10.4 | Solar |  |  | Interconnected | Hill City | 55748 | Hill City | 1 | Residential |  |  | 2013
Lake Country Power | 14 | 10697 | Co-op | 326000687 | 5 | Solar |  |  | Interconnected | Grand Rapids | 55744 | Blackberry | 4 | Residential |  |  | 2019
Lake Country Power | 14 | 10697 | Co-op | 333000701 | 2.7 | Solar |  |  | Interconnected | Canyon | 55717 | Cotton | 4 | Residential |  |  | 2012
Lake Country Power | 14 | 10697 | Co-op | 337001124 | 11.4 | Solar |  |  | Interconnected | Walker | 56484 | Onigum | 2 | Residential |  |  | 2017
Lake Country Power | 14 | 10697 | Co-op | 338000938 | 3.8 | Solar |  |  | Interconnected | Walker | 56484 | Onigum | 2151 | Residential |  | 2019 | 2019
Lake Country Power | 14 | 10697 | Co-op | 351002411 | 3.6 | Solar |  |  | Interconnected | Floodwood | 55736 | Gowan | 2 | Residential |  |  | 2010
Lake Country Power | 14 | 10697 | Co-op | 356000849 | 6.48 | Solar |  |  | Interconnected | Duluth | 55803 | Bergan Lake | 2 | Residential |  |  | 2014
Lake Country Power | 14 | 10697 | Co-op | 356053101 | 4.2 | Solar |  |  | Interconnected | Duluth | 55803 | Bergan Lake | 1 | Residential |  |  | 2007
Lake Country Power | 14 | 10697 | Co-op | 375001348 | 20.7 | Solar |  |  | Interconnected | Saginaw | 55779 | Grand Lake | 2 | Residential |  |  | 2017
Lake Country Power | 14 | 10697 | Co-op | 376000856 | 7.6 | Solar |  |  | Interconnected | Saginaw | 55779 | Grand Lake | 2 | Residential |  |  | 2017
Lake Country Power | 14 | 10697 | Co-op | 376011345 | 6.5 | Solar |  |  | Interconnected | Saginaw | 55779 | Bergan Lake | 1 | Residential |  |  | 2014
Lake Country Power | 14 | 10697 | Co-op | 376082907 | 6.38 | Solar |  |  | Interconnected | Saginaw | 55779 | Grand Lake | 1 | Residential |  |  | 2019
Lake Country Power | 14 | 10697 | Co-op | 384003272 | 2 | Solar |  |  | Interconnected | Tamarack | 55787 | Wright | 2 | Residential |  |  | 2007
Lake Country Power | 14 | 10697 | Co-op | 386011942 | 17.4 | Solar |  |  | Interconnected | Floodwood | 55736 | Gowan | 2432 | Residential |  | 2019 | 2019
Lake Country Power | 14 | 10697 | Co-op | 390002685 | 5 | Solar |  |  | Interconnected | Duluth | 55810 | Solway | 4 | Residential |  |  | 2015
Lake Country Power | 14 | 10697 | Co-op | 399001809 | 3.2 | Solar |  |  | Interconnected | Cloquet | 55723 | Brandon | 3 | Residential |  |  | 2017
Lake Country Power | 14 | 10697 | Co-op | 400003451 | 4.65 | Solar |  |  | Interconnected | Esko | 55733 | Knife Falls | 1 | Residential |  |  | 2019
Lake Country Power | 14 | 10697 | Co-op | 404020392 | 10 | Solar |  |  | Interconnected | Wright | 55798 | Sand Lake | 2307 | Residential |  | 2019 | 2019
Lake Country Power | 14 | 10697 | Co-op | 405003090 | 2 | Solar |  |  | Interconnected | Cromwell | 55726 | Cromwell | 2 | Residential |  |  | 2010
Lake Country Power | 14 | 10697 | Co-op | 405003355 | 11 | Solar |  |  | Interconnected | Cromwell | 55726 | Kettle River | 1 | Residential |  |  | 2009
Lake Country Power | 14 | 10697 | Co-op | 407000660 | 3.2 | Solar |  |  | Interconnected | Sawyer | 55780 | Cromwell | 4 | Residential |  |  | 2017
Lake Country Power | 14 | 10697 | Co-op | 413002438 | 3.69 | Solar |  |  | Interconnected | Kettle River | 55757 | Kettle River | 1 | Residential |  |  | 2009
Lake Country Power | 14 | 10697 | Co-op | 420000271 | 7.8 | Solar |  |  | Interconnected | Kettle River | 55757 | Kettle River | 1 | Residential |  |  | 2018
Lake Country Power | 14 | 10697 | Co-op | 420002455 | 5 | Solar |  |  | Interconnected | Moose Lake | 55767 | Sturgeon Lake B | 1 | Residential |  |  | 2012
Lake Country Power | 14 | 10697 | Co-op | 422000724 | 3.1 | Solar |  |  | Interconnected | Moose Lake | 55767 | Kettle River | 5 | Residential |  |  | 2016
Lake Country Power | 14 | 10697 | Co-op | 422003122 | 2.4 | Solar |  |  | Interconnected | Moose Lake | 55767 | Sturgeon Lake B | 5 | Residential |  |  | 2017
Lake Country Power | 14 | 10697 | Co-op | 423003473 | 2.3 | Wind |  |  | Interconnected | Wrenshall | 55749 | Sturgeon Lake B | 5 | Residential |  |  | 2003
Lake Country Power | 14 | 10697 | Co-op | 428002412 | 2.5 | Solar |  |  | Interconnected | Sturgeon Lake | 55783 | Sturgeon Lake | 1 | Residential |  |  | 2017
Lake Country Power | 14 | 10697 | Co-op | 428002712 | 32.8 | Solar |  |  | Interconnected | Sturgeon Lake | 55783 | Sturgeon Lake | 2139 | Residential |  | 2019 | 2019
Lake Country Power | 14 | 10697 | Co-op | 428152196 | 10 | Wind |  |  | Interconnected | Sturgeon Lake | 55783 | Sturgeon Lake | 1 | Residential |  |  | 2010 | 2020
Lake Country Power | 14 | 10697 | Co-op | 429003003 | 0.9 | Solar |  |  | Interconnected | Sturgeon Lake | 55783 | Sturgeon Lake B | 1 | Residential |  |  | 2009
Lake Country Power | 14 | 10697 | Co-op | 429011140 | 6.4 | Solar |  |  | Interconnected | Kerrick | 55756 | Sturgeon Lake B | 5 | Residential |  |  | 2009
Lake Country Power | 14 | 10697 | Co-op | 430000824 | 4 | Wind |  |  | Interconnected | Wrenshall | 55749 | Sturgeon Lake B | 5 | Residential |  |  | 1986 | 2020
Lake Country Power | 14 | 10697 | Co-op | NOVA1114-226032313 | 15.84 | Solar |  |  | Interconnected | Mountain Iron | 55768 | Peary | 2101 | Residential |  | 2019 | 2019
Lake Country Power | 14 | 10697 | Co-op | NOVA1506-386011942 | 8.7 | Solar |  |  | Interconnected | Floodwood | 55736 | Gowan | 2432 | Residential |  | 2019 | 2019
Lake Country Power | 14 | 10697 | Co-op | NOVA1714-241012201 | 4.35 | Solar |  |  | Interconnected | Grand Rapids | 55744 | Arbo | 2453 | Residential |  | 2019 | 2020
Lake Country Power | 14 | 10697 | Co-op | NOVA1880-338000938 | 3.8 | Solar |  |  | Interconnected | Walker | 56484 | Onigum | 2151 | Residential |  | 2019 | 2019
Lake Country Power | 14 | 10697 | Co-op | NOVA1974-303002914 | 0.29 | Solar |  |  | Interconnected | Cohasset | 55721 | Pokegama | 2367 | Residential |  | 2019 | 2020
Lake Country Power | 14 | 10697 | Co-op | NOVA2206-304122240 | 10 | Solar |  |  | Interconnected | Grand Rapids | 55744 | Pokegama | 2167 | Residential |  | 2019 | 2019
Lake Country Power | 14 | 10697 | Co-op | NOVA2245-181003510 | 10 | Solar |  |  | Interconnected | Britt | 55792 | Sand Lake | 2312 | Residential |  | 2019 | 2019
Lake Country Power | 14 | 10697 | Co-op | NOVA2254-221032747 | 6 | Solar |  |  | Interconnected | Nashwauk | 55769 | Shoal Lake | 2266 | Residential |  | 2019 | 2020
Lake Country Power | 14 | 10697 | Co-op | NOVA2357-404020392 | 10 | Solar |  |  | Interconnected | Wright | 55798 | Wright | 2437 | Residential |  | 2019 | 2020
Lake Country Power | 14 | 10697 | Co-op | NOVA2443-145053212 | 0.29 | Solar |  |  | Interconnected | Ely | 55731 | Clear Lake | 2307 | Residential |  | 2019 | 2019
Lake Country Power | 14 | 10697 | Co-op | NOVA2493-173052568 | 6 | Solar |  |  | Interconnected | Babbitt | 55706 | Babbitt | 2209 | Residential |  | 2019 | 2020
Lake Country Power | 14 | 10697 | Co-op | NOVA2502-201022426 | 19.8 | Solar |  |  | Interconnected | Chisholm | 55719 | Side Lake | 2202 | Residential |  | 2019 | 2020
Lake Country Power | 14 | 10697 | Co-op | NOVA2544-140000204 | 8.85 | Solar |  |  | Interconnected | Cook | 55723 | Cook | 2213 | Residential |  | 2019 | 2020
Lake Country Power | 14 | 10697 | Co-op | NOVA2545-123050130 | 17.4 | Solar |  |  | Interconnected | Orr | 55771 | Orr | 2217 | Residential |  | 2019 | 2020
Lake Country Power | 14 | 10697 | Co-op | NOVA2677-429003010 | 17.6 | Solar |  |  | Interconnected | Sturgeon Lake | 55783 | Sturgeon Lake | 2139 | Residential |  | 2019 | 2020
Lake Country Power | 14 | 10697 | Co-op | NOVA2724-285001635 | 10 | Solar |  |  | Interconnected | Bovey | 55709 | Blackberry | 2158 | Residential |  | 2020 | 2020
Lake Country Power | 14 | 10697 | Co-op | NOVA2800-262032020 | 4.93 | Solar |  |  | Interconnected | Grand Rapids | 55744 | Arbo | 2153 | Residential |  | 2020 | 2020
Lake Country Power | 14 | 10697 | Co-op | NOVA2814-251021603 | 10 | Solar |  |  | Interconnected | Aurora | 55705 | Lakeland B | 2119 | Residential |  | 2020 | 2020
Lake Country Power | 14 | 10697 | Co-op | NOVA2855-262000438 | 11.4 | Solar |  |  | Interconnected | Grand Rapids | 55744 | Arbo | 2453 | Residential |  | 2020 | 2020
Lake Country Power | 14 | 10697 | Co-op | NOVA2857-386000737 | 7.29 | Solar |  |  | Interconnected | Floodwood | 55736 | Gowan | 2432 | Residential |  | 2020 | 2020
Lake Country Power | 14 | 10697 | Co-op | NOVA3009-353010838 | 4.8 | Solar |  |  | Interconnected | Alborn | 55702 | Cotton | 2411 | Residential |  | 2020 | 2020
Lake Country Power | 14 | 10697 | Co-op | NOVA3045-285000153 | 4.21 | Solar |  |  | Interconnected | Pengilly | 55775 | Goodland | 2161 | Residential |  | 2020 | 2020
Lake Country Power | 14 | 10697 | Co-op | NOVA3147-219071850 | 5.8 | Solar |  | X | Interconnected | Marcell | 56657 | Shoal Lake | 2366 | Residential |  | 2020 | 2020
Lake Country Power | 14 | 10697 | Co-op | NOVA3232-340062335 | 10.44 | Solar |  |  | Interconnected | Longville | 56655 | Longville | 2365 | Residential |  | 2020 | 2020
Lake Country Power | 14 | 10697 | Co-op | NOVA3238-261123632 | 10.62 | Solar |  |  | Interconnected | Grand Rapids | 55744 | Cohasset | 2255 | Residential |  | 2020 | 2020
Lake Country Power | 14 | 10697 | Co-op | NOVA3250-201032816 | 3.6 | Solar |  |  | Interconnected | Hibbing | 55746 | Side Lake | 2204 | Residential |  | 2020 | 2020
Lake Country Power | 14 | 10697 | Co-op | NOVA3294-340000888 | 5.58 | Solar |  |  | Interconnected | Longville | 56655 | Longville | 2365 | Residential |  | 2020 | 2020
Lake Country Power | 14 | 10697 | Co-op | NOVA3388-240002504 | 5.58 | Solar |  |  | Interconnected | Grand Rapids | 55744 | Arbo | 2353 | Residential |  | 2020 | 2020
Lake Country Power | 14 | 10697 | Co-op | NOVA3417-413002438 | 1.92 | Solar |  |  | Interconnected | Kettle River | 55757 | Kettle River | 2147 | Residential |  | 2020 | 2020
Lake Country Power | 14 | 10697 | Co-op | NOVA3440-182011402 | 11.75 | Solar |  |  | Interconnected | Virginia | 55792 | Pike River | 2202 | Residential |  | 2020 | 2020
Lake Country Power | 14 | 10697 | Co-op | NOVA3499-152002702 | 11.4 | Solar |  |  | Interconnected | Cook | 55723 | Meadowbrook | 2103 | Residential |  | 2020 | 2020
Lake Country Power | 14 | 10697 | Co-op | NOVA3643-181003005 | 8.7 | Solar |  |  | Interconnected | Britt | 55710 | Sand Lake | 2112 | Residential |  | 2020 | 2020
Lake Country Power | 14 | 10697 | Co-op | NOVA3703-284041708 | 6.28 | Solar |  |  | Interconnected | Bovey | 55709 | Gunn | 2459 | Residential |  | 2020 | 2020
Lake Country Power | 14 | 10697 | Co-op | NOVA3722-304010136 | 10 | Solar |  |  | Interconnected | Grand Rapids | 55744 | Gunn | 2159 | Residential |  | 2020 | 2020
Lake Country Power | 14 | 10697 | Co-op | NOVA3738-345121451 | 5.15 | Solar |  |  | Interconnected | Hill City | 55748 | Hill City | 2156 | Residential |  | 2020 | 2020
Lake Country Power | 14 | 10697 | Co-op | NOVA3746-281001455 | 8.85 | Solar |  |  | Interconnected | Cohasset | 55721 | Cohasset | 2555 | Residential |  | 2020 | 2020
Lake Country Power | 14 | 10697 | Co-op | NOVA3788-427000303 | 15.2 | Solar |  |  | Interconnected | Moose Lake | 55767 | Kettle River | 2447 | Residential |  | 2020 | 2020
Lake Country Power | 14 | 10697 | Co-op | NOVA3827-375001357 | 6 | Solar |  |  | Interconnected | Saginaw | 55779 | Grand Lake | 2234 | Residential |  | 2020 | 2020
Lake Country Power | 14 | 10697 | Co-op | NOVA3989-304102182 | 7.7 | Solar |  |  | Interconnected | Grand Rapids | 55744 | Pokegama | 2267 | Residential |  | 2020 | 2020
Lake Country Power | 14 | 10697 | Co-op | NOVA2336-UNKNOWN | 10 | Solar |  |  | Withdrawn | Wright | 55798 |  |  |  |  | 2019
Lake Country Power | 14 | 10697 | Co-op | NOVA3606-UNKNOWN | 7.32 | Solar |  | X | Withdrawn | Cook | 55723 |  |  |  |  | 2020
Lake Country Power | 14 | 10697 | Co-op | unknown | 10 | Solar |  |  | Withdrawn | Wright | 55798 | Clear Lake |  | Residential |  | 2019
Lake Crystal Municipal Utilities | 57 | 10596 | Muni | 1 | 13 | Solar |  |  | Interconnected | Lake Crystal | 56055 | 1 | 2 | Residential |  | 2014 | 2015
Lake Region Electric Cooperative | 59 | 10618 | Co-op | 2018 LREC 1 | 20 | Wind |  |  | Interconnected | Dent | 56528 |  |  | Residential | n/a |  | 2010
Lake Region Electric Cooperative | 59 | 10618 | Co-op | 2018 LREC 10 | 10 | Wind |  |  | Interconnected | Frazee | 56544 |  |  | Residential | n/a |  | 2010
Lake Region Electric Cooperative | 59 | 10618 | Co-op | 2018 LREC 11 | 10 | Wind |  |  | Interconnected | Pelican Rapids | 56572 |  |  | Residential | n/a |  | 2010
Lake Region Electric Cooperative | 59 | 10618 | Co-op | 2018 LREC 12 | 39.5 | Wind |  |  | Interconnected | Perham | 56573 |  |  | Residential | n/a | 2008 | 2008
Lake Region Electric Cooperative | 59 | 10618 | Co-op | 2018 LREC 13 | 1.9 | Wind |  |  | Interconnected | Bluffton | 56518 |  |  | Residential | n/a |  | 2011
Lake Region Electric Cooperative | 59 | 10618 | Co-op | 2018 LREC 14 | 2.1 | Wind |  |  | Interconnected | New York Mills | 56567 |  |  | Residential | n/a | 2003 | 2003
Lake Region Electric Cooperative | 59 | 10618 | Co-op | 2018 LREC 15 | 1.8 | Wind |  |  | Interconnected | New York Mills | 56567 |  |  | Residential | n/a | 2014 | 2014
Lake Region Electric Cooperative | 59 | 10618 | Co-op | 2018 LREC 16 | 5.1 | Solar |  |  | Interconnected | Menahga | 56464 |  |  | Residential | n/a | 2005 | 2005
Lake Region Electric Cooperative | 59 | 10618 | Co-op | 2018 LREC 17 | 7.6 | Solar |  |  | Interconnected | Barnesville | 56514 |  |  | Residential | n/a | 2003 | 2003
Lake Region Electric Cooperative | 59 | 10618 | Co-op | 2018 LREC 18 | 2.07 | Solar |  |  | Interconnected | New York Mills | 56567 |  |  | Residential | n/a |  | 2012
Lake Region Electric Cooperative | 59 | 10618 | Co-op | 2018 LREC 19 | 15 | Solar |  |  | Interconnected | Frazee | 56544 |  |  | Residential | n/a | 2012 | 2012
Lake Region Electric Cooperative | 59 | 10618 | Co-op | 2018 LREC 2 | 39.5 | Wind |  |  | Interconnected | Parkers Prairie | 56361 |  |  | Residential | n/a |  | 2010
Lake Region Electric Cooperative | 59 | 10618 | Co-op | 2018 LREC 20 | 3 | Solar |  |  | Interconnected | New York Mills | 56567 |  |  | Residential | n/a | 2004 | 2004
Lake Region Electric Cooperative | 59 | 10618 | Co-op | 2018 LREC 21 | 6.75 | Solar |  |  | Interconnected | Pelican Rapids | 56572 |  |  | Residential | n/a | 2014 | 2014
Lake Region Electric Cooperative | 59 | 10618 | Co-op | 2018 LREC 22 | 6 | Solar |  |  | Interconnected | Fargo | 58104 |  |  | Residential | n/a | 2014 | 2014
Lake Region Electric Cooperative | 59 | 10618 | Co-op | 2018 LREC 23 | 5.6 | Solar |  |  | Interconnected | Frazee | 56544 |  |  | Residential | n/a | 2015 | 2015
Lake Region Electric Cooperative | 59 | 10618 | Co-op | 2018 LREC 24 | 4 | Solar |  |  | Interconnected | Monticello | 55362 |  |  | Residential | n/a | 2015 | 2015
Lake Region Electric Cooperative | 59 | 10618 | Co-op | 2018 LREC 25 | 4.5 | Solar |  |  | Interconnected | Frazee | 56544 | 7 | 2 | Residential | n/a | 2016 | 2016
Lake Region Electric Cooperative | 59 | 10618 | Co-op | 2018 LREC 26 | 16.8 | Solar |  |  | Interconnected | Fergus Falls | 56537 | 1 | 3 | Residential | n/a | 2016 | 2016
Lake Region Electric Cooperative | 59 | 10618 | Co-op | 2018 LREC 27 | 3.8 | Wind |  |  | Interconnected | Vining | 56588 |  |  | Residential | n/a |  | 2010
Lake Region Electric Cooperative | 59 | 10618 | Co-op | 2018 LREC 28 | 10 | Wind |  |  | Interconnected | Parkers Prairie | 56361 |  |  | Residential | n/a |  | 2010
Lake Region Electric Cooperative | 59 | 10618 | Co-op | 2018 LREC 29 | 2.6 | Wind |  |  | Interconnected | Perham | 56573 |  |  | Residential | n/a |  | 2010
Lake Region Electric Cooperative | 59 | 10618 | Co-op | 2018 LREC 3 | 1.9 | Wind |  |  | Interconnected | Fergus Falls | 56537 |  |  | Residential | n/a |  | 2010
Lake Region Electric Cooperative | 59 | 10618 | Co-op | 2018 LREC 30 | 39.5 | Wind |  |  | Interconnected | Erhard | 56534 |  |  | Residential | n/a | 2014 | 2014
Lake Region Electric Cooperative | 59 | 10618 | Co-op | 2018 LREC 31 | 13.7 | Solar |  |  | Interconnected | Perham | 56573 | 21 | 1 | Residential | n/a | 2016 | 2016
Lake Region Electric Cooperative | 59 | 10618 | Co-op | 2018 LREC 32 | 4.2 | Solar |  |  | Interconnected | Pelican Rapids | 56572 |  |  | Commercial | n/a | 2016 | 2016
Lake Region Electric Cooperative | 59 | 10618 | Co-op | 2018 LREC 33 | 9.3 | Solar |  |  | Interconnected | Pelican Rapids | 56572 | 7 | 2 | Residential | n/a | 2017 | 2017
Lake Region Electric Cooperative | 59 | 10618 | Co-op | 2018 LREC 34 | 6.3 | Solar |  |  | Interconnected | Pelican Rapids | 56572 | 10 | 4 | Residential | Go West | 2017 | 2017
Lake Region Electric Cooperative | 59 | 10618 | Co-op | 2018 LREC 35 | 12 | Solar |  |  | Interconnected | Fergus Falls | 56537 | 24 | 1 | Residential | n/a | 2017 | 2017
Lake Region Electric Cooperative | 59 | 10618 | Co-op | 2018 LREC 36 | 36 | Solar |  |  | Interconnected | New York Mills | 56567 | 11 | 6 | Residential | n/a | 2018 | 2018
Lake Region Electric Cooperative | 59 | 10618 | Co-op | 2018 LREC 37 | 36 | Solar |  |  | Interconnected | New York Mills | 56567 | 11 | 6 | Residential | n/a | 2018 | 2018
Lake Region Electric Cooperative | 59 | 10618 | Co-op | 2018 LREC 38 | 8.3 | Solar |  |  | Interconnected | Pelican Rapids | 56572 | 4 | 3 | Residential | n/a | 2018 | 2018
Lake Region Electric Cooperative | 59 | 10618 | Co-op | 2018 LREC 39 | 34.2 | Solar |  |  | Interconnected | Deer Creek | 56527 | 12 | 1 | Residential | n/a | 2018 | 2018
Lake Region Electric Cooperative | 59 | 10618 | Co-op | 2018 LREC 4 | 3.8 | Wind |  |  | Interconnected | Bluffton | 56518 |  |  | Residential | n/a |  | 2010
Lake Region Electric Cooperative | 59 | 10618 | Co-op | 2018 LREC 40 | 6 | Solar |  |  | Interconnected | Barnesville | 56514 | 17 | 1 | Residential | Go West | 2018 | 2018
Lake Region Electric Cooperative | 59 | 10618 | Co-op | 2018 LREC 41 | 9 | Solar |  |  | Interconnected | Pelican Rapids | 56572 | 4 | 3 | Residential | n/a | 2018 | 2018
Lake Region Electric Cooperative | 59 | 10618 | Co-op | 2018 LREC 42 | 3 | Solar |  |  | Interconnected | Fergus Falls | 56537 | 1 | 3 | Residential | Go West | 2018 | 2018
Lake Region Electric Cooperative | 59 | 10618 | Co-op | 2018 LREC 43 | 4.64 | Solar |  |  | Interconnected | Richville | 56576 | 19 | 1 | Residential | n/a | 2018 | 2019
Lake Region Electric Cooperative | 59 | 10618 | Co-op | 2018 LREC 5 | 28 | Wind |  |  | Interconnected | Pelican Rapids | 56572 |  |  | Residential | n/a |  | 2010
Lake Region Electric Cooperative | 59 | 10618 | Co-op | 2018 LREC 6 | 2.4 | Wind |  |  | Interconnected | Perham | 56573 |  |  | Residential | n/a |  | 2010
Lake Region Electric Cooperative | 59 | 10618 | Co-op | 2018 LREC 7 | 10 | Wind |  |  | Interconnected | Vining | 56588 |  |  | Residential | n/a |  | 2010
Lake Region Electric Cooperative | 59 | 10618 | Co-op | 2018 LREC 8 | 10 | Wind |  |  | Interconnected | Perham | 56573 |  |  | Residential | n/a |  | 2010
Lake Region Electric Cooperative | 59 | 10618 | Co-op | 2018 LREC 9 | 10 | Wind |  |  | Interconnected | Dent | 56528 |  |  | Residential | n/a |  | 2010
Lake Region Electric Cooperative | 59 | 10618 | Co-op | 2019 LREC 44 | 38 | Solar |  |  | Interconnected | Barnesville | 56514 | 17 | 4 | Residential | n/a | 2019 | 2019
Lake Region Electric Cooperative | 59 | 10618 | Co-op | 2019 LREC 45 | 11.4 | Solar |  |  | Interconnected | Vergas | 56587 | 7 | 1 | Residential | n/a | 2019 | 2019
Lake Region Electric Cooperative | 59 | 10618 | Co-op | 2019 LREC 46 | 38 | Solar |  |  | Interconnected | Barnesville | 56514 | 9 | 3 | Residential | n/a | 2019 | 2019
Lake Region Electric Cooperative | 59 | 10618 | Co-op | 2019 LREC 47 | 36 | Solar |  |  | Interconnected | Breckenridge | 56520 | 5 | 2 | Residential | n/a | 2019 | 2019
Lake Region Electric Cooperative | 59 | 10618 | Co-op | 2019 LREC 48 | 6 | Solar |  |  | Interconnected | Menahga | 56464 | 6 | 3 | Residential | n/a | 2019 | 2019
Lake Region Electric Cooperative | 59 | 10618 | Co-op | 2019 LREC 49 | 6 | Solar |  |  | Interconnected | Frazee | 56544 | 6 | 4 | Residential | n/a | 2019 | 2019
Lake Region Electric Cooperative | 59 | 10618 | Co-op | DF570100 | 6 | Solar |  |  | Interconnected | Frazee | 56544 | Evergreen | Feeder 4 | Residential | Go West | 2019 | 2020
Lake Region Electric Cooperative | 59 | 10618 | Co-op | NOVA2318 | 7.56 | Solar |  |  | Interconnected | Richville | 56576 | 3 | 2 | Residential | n/a | 2019 | 2019
Lake Region Electric Cooperative | 59 | 10618 | Co-op | NOVA2353 | 38 | Solar |  |  | Interconnected | Barnesville | 56514 | 17 | 1 | Residential | n/a | 2019 | 2019
Lake Region Electric Cooperative | 59 | 10618 | Co-op | NOVA2454 | 10.62 | Solar |  |  | Interconnected | Frazee | 56544 | 26 | 2 | Residential | n/a | 2019 | 2019
Lake Region Electric Cooperative | 59 | 10618 | Co-op | NOVA3173 | 10 | Solar |  |  | Interconnected | Wolverton | 56594 | Roberts | Feeder 4 | Residential | n/a | 2020 | 2020
Lake Region Electric Cooperative | 59 | 10618 | Co-op | NOVA3207 | 38 | Solar |  |  | Interconnected | Barnesville | 56514 | Tansem | Feeder 4 | Residential | n/a | 2020 | 2020
Lake Region Electric Cooperative | 59 | 10618 | Co-op | NOVA3332 | 29.64 | Solar |  |  | Interconnected | Pelican Rapids | 56572 | Pelican Lake | Feeder 1 | Residential |  | 2020 | 2020
Lake Region Electric Cooperative | 59 | 10618 | Co-op | NOVA3406 | 11.4 | Solar |  |  | Interconnected | Pelican Rapids | 56554 | Pelican Lake | Feeder 3 | Residential |  | 2020 | 2020
Lake Region Electric Cooperative | 59 | 10618 | Co-op | NOVA3572 | 34.2 | Solar |  |  | Interconnected | Richville | 56576 | Dent | Feeder 2 | Commercial | n/a | 2020 | 2020
Lake Region Electric Cooperative | 59 | 10618 | Co-op | NOVA3691 | 15 | Solar |  |  | Interconnected | Pelican Rapids | 56572 | Pelican Lake | Feeder 1 | Residential | n/a | 2020 | 2020
Lake Region Electric Cooperative | 59 | 10618 | Co-op | RP1169001 | 6 | Solar |  |  | Interconnected | Pelican Rapids | 56572 | Dora | Feeder 2 | Residential | n/a | 2020 | 2020
Lanesboro Public Utility | 214 | 10685 | Muni | 2020-1 | 129.6 | Solar |  |  | Active Application | Lanesboro | 55949 |  | Brooklyn 2 | Commercial | n/a | 2020
Lanesboro Public Utility | 214 | 10685 | Muni | 2018-1 | 21.9 | Solar |  |  | Interconnected | Lanesboro | 55949 |  | Downtown | Commercial | n/a | 2016 | 2016
Lanesboro Public Utility | 214 | 10685 | Muni | 2019-1 | 600 | Solar |  |  | Interconnected | Lanesboro | 55949 |  | Brooklyn 1 | Utility | n/a | 2019 | 2019
Le Sueur Municipal Utilities | 61 | 10814 | Muni | DER-9 | 5 | Solar |  |  | ACTIVE APPLICATION | Le Sueur | 56058 | BORIGHT 1 | GREEN ACRES | RESIDENTIAL | n/a | 2020
Le Sueur Municipal Utilities | 61 | 10814 | Muni | DER-1 | 15 | Solar |  |  | INTERCONNECTED | Le Sueur | 56058 | MAIN ST | COUNTRY LINE | RESIDENTIAL | n/a | 2014 | 2014
Le Sueur Municipal Utilities | 61 | 10814 | Muni | DER-2 | 15 | Solar |  |  | INTERCONNECTED | Le Sueur | 56058 | BORIGHT 1 | NORTH IND | RESIDENTIAL | n/a | 2017 | 2017
Le Sueur Municipal Utilities | 61 | 10814 | Muni | DER-3 | 36 | Solar |  |  | INTERCONNECTED | Le Sueur | 56058 | BORIGHT 1 | SOUTH KINGSWAY | RESIDENTIAL | n/a | 2018 | 2018
Le Sueur Municipal Utilities | 61 | 10814 | Muni | DER-4 | 36 | Solar |  |  | INTERCONNECTED | Le Sueur | 56058 | BORIGHT 1 | SOUTH KINGSWAY | RESIDENTIAL | n/a | 2018 | 2018
Le Sueur Municipal Utilities | 61 | 10814 | Muni | DER-5 | 8.64 | Solar |  |  | INTERCONNECTED | Le Sueur | 56058 | BORIGHT 1 | GREEN ACRES | RESIDENTIAL | n/a | 2019 | 2019
Le Sueur Municipal Utilities | 61 | 10814 | Muni | DER-6 | 9.86 | Solar |  |  | INTERCONNECTED | Le Sueur | 56058 | BORIGHT 1 | NORTH KINGSWAY | RESIDENTIAL | n/a | 2019 | 2020
Le Sueur Municipal Utilities | 61 | 10814 | Muni | DER-7 | 5.31 | Solar |  |  | INTERCONNECTED | Le Sueur | 56058 | BORIGHT 1 | SOUTH KINGSWAY | RESIDENTIAL | n/a | 2019 | 2020
Le Sueur Municipal Utilities | 61 | 10814 | Muni | DER-8 | 6.282 | Solar |  |  | INTERCONNECTED | Le Sueur | 56058 | MAIN ST | SOUTH LOOP/COUNTRY LINE | RESIDENTIAL | n/a | 2020 | 2020
Lyon-Lincoln Electric Cooperative, Inc. | 20 | 11345 | Co-op | 34905 | 10 | Wind |  |  | Interconnected | Lynd | 56157 | Russell | Circuit 1 | Commercial | n/a | n/a | 2009
Lyon-Lincoln Electric Cooperative, Inc. | 20 | 11345 | Co-op | 315400 | 39.5 | Wind |  |  | Interconnected | Tyler | 56178 | Tyler | Circuit 2 | Residential | n/a | n/a | 2006
Lyon-Lincoln Electric Cooperative, Inc. | 20 | 11345 | Co-op | 693700 | 35 | Wind |  |  | Interconnected | Russell | 56169 | Russell | Circuit 3 | Residential | n/a | n/a | 2006
Lyon-Lincoln Electric Cooperative, Inc. | 20 | 11345 | Co-op | 739100 | 14.658 | Solar |  |  | Interconnected | Minneota | 56264 | Ghent | Circuit 3 | Residential | n/a | 2020 | 2020
Lyon-Lincoln Electric Cooperative, Inc. | 20 | 11345 | Co-op | 842300 | 10 | Solar |  |  | Interconnected | Ghent | 56239 | Ghent | Circuit 2 | Residential | n/a | 2018 | 2018
Lyon-Lincoln Electric Cooperative, Inc. | 20 | 11345 | Co-op | 906101 | 35 | Wind |  |  | Interconnected | Pipestone | 56164 | Lake Benton | Circuit 3 | Residential | n/a | n/a | 2006
Lyon-Lincoln Electric Cooperative, Inc. | 20 | 11345 | Co-op | 1259000 | 12 | Wind |  |  | Interconnected | Arco | 56113 | Tyler | Circuit 1 | Residential | n/a | n/a | 2009
Lyon-Lincoln Electric Cooperative, Inc. | 20 | 11345 | Co-op | 1261501 | 15.36 | Solar |  |  | Interconnected | Amiret | 56175 | Amiret | Circuit 4 | Residential | n/a | 2017 | 2017
Lyon-Lincoln Electric Cooperative, Inc. | 20 | 11345 | Co-op | 1336901 | 15 | Solar |  |  | Interconnected | Porter | 56280 | Ghent | Circuit 4 | Residential | n/a | 2019 | 2019
Lyon-Lincoln Electric Cooperative, Inc. | 20 | 11345 | Co-op | 1337201 | 39.6 | Solar |  |  | Interconnected | Tyler | 56178 | Tyler | Circuit 2 | Commercial | n/a | n/a | 2016
Lyon-Lincoln Electric Cooperative, Inc. | 20 | 11345 | Co-op | 1384100 | 26.46 | Solar |  |  | Interconnected | Balaton | 56115 | Russell | Circuit 3 | Residential | n/a | n/a | 2012
Lyon-Lincoln Electric Cooperative, Inc. | 20 | 11345 | Co-op | 1391500 | 12 | Solar |  |  | Interconnected | Balaton | 56115 | Russell | Circuit 3 | Residential | n/a | 2018 | 2018
Madelia Municipal Light & Power | 65 | 29305 | Muni | 1000 | 9 | Solar |  |  | Interconnected | Madelia | 56062 | Madelia | 3 | Commercial | n/a | 2019 | 2019
Madelia Municipal Light & Power | 65 | 29305 | Muni | NOVA3029 | 7.6 | Solar |  |  | Interconnected | Madelia | 56062 | Madelia Municipal | Southeast | Residential |  | 2020 | 2020
Madelia Municipal Light & Power | 65 | 29305 | Muni | NOVA3663 | 6 | Solar |  |  | Interconnected | Madelia | 56062 | Madelia Municipal | Southwest | Residential |  | 2020 | 2020
Madison Municipal Utilities | 137 | 11482 | Muni | 18-01-21740002 | 5.76 | Solar |  |  | Interconnected | Madison | 56256 | Downtown | North | Residential | n/a | 2018 | 2018
Marshall Municipal Utilities | 151 | 11731 | Muni | Application 1 | 28.8 | Solar |  |  | Interconnected | Marshall | 56258 | Southeast | Co-op | Commercial | n/a | 2008 | 2008
Marshall Municipal Utilities | 151 | 11731 | Muni | Application 2 | 3.8 | Solar |  |  | Interconnected | Marshall | 56258 | Southwest | South 4th St. | Residential | n/a | 2016 | 2016
Marshall Municipal Utilities | 151 | 11731 | Muni | Application 3 | 1.5 | Solar |  |  | Interconnected | Marshall | 56258 | Southeast | Oconnell | Residential | n/a | 2016 | 2016
Marshall Municipal Utilities | 151 | 11731 | Muni | Application 4 | 1.5 | Solar |  |  | Interconnected | Marshall | 56258 | Southeast | Oconnell | Residential | n/a | 2016 | 2016
Marshall Municipal Utilities | 151 | 11731 | Muni | Application 5 | 1.2 | Solar |  |  | Interconnected | Marshall | 56258 | Southeast | Oconnell | Residential | n/a | 2016 | 2016
Marshall Municipal Utilities | 151 | 11731 | Muni | Application 6 | 100 | Solar |  |  | Interconnected | Marshall | 56258 | Southeast | SMSU | Commercial | n/a | 2016 | 2016
Marshall Municipal Utilities | 151 | 11731 | Muni | Application 7 | 50 | Solar |  |  | Interconnected | Marshall | 56258 | Southeast | SMSU | Commercial | n/a | 2016 | 2016
Marshall Municipal Utilities | 151 | 11731 | Muni | Application 8 | 7.6 | Solar |  |  | Interconnected | Marshall | 56258 | Southwest | South 4th St. | Residential | n/a | 2018 | 2018
McLeod Cooperative Power Assn | 64 | 11910 | Co-op | NOVA3240 | 38.5 | Solar |  |  | Active Application | Norwood Young America | 55397 | 4 | NGE-3 | Commercial |  | 2020
McLeod Cooperative Power Assn | 64 | 11910 | Co-op | NOVA3284 | 39 | Solar |  |  | Active Application | Norwood Young America | 55397 | 4 | NGE-3 | Commercial |  | 2020
McLeod Cooperative Power Assn | 64 | 11910 | Co-op | 2018 MCP 5 | 38 | Wind |  |  | Interconnected | Hutchinson | 55350 |  | 70-11-010 | Residential |  | 2007 | 2007
McLeod Cooperative Power Assn | 64 | 11910 | Co-op | 2018 MCP 1 | 39 | Wind |  |  | Interconnected | Glencoe | 55336 |  | 59-15-009 | Residential |  | 2002 | 2002
McLeod Cooperative Power Assn | 64 | 11910 | Co-op | 2018 MCP 10 | 20 | Wind |  |  | Interconnected | Arlington | 55307 |  | 47-28-006 | Residential |  | 2012 | 2012
McLeod Cooperative Power Assn | 64 | 11910 | Co-op | 2018 MCP 11 | 25 | Wind |  |  | Interconnected | Mayer | 55360 |  | 66-11-007 | Residential |  | 1982 | 1982
McLeod Cooperative Power Assn | 64 | 11910 | Co-op | 2018 MCP 12 | 36 | Wind |  |  | Interconnected | Hutchinson | 55350 |  | 60-15-002 | Residential |  | 2015 | 2015
McLeod Cooperative Power Assn | 64 | 11910 | Co-op | 2018 MCP 13 | 24 | Solar |  |  | Interconnected | Winthrop | 55396 |  | 30-22-004 | Residential |  | 2012 | 2012
McLeod Cooperative Power Assn | 64 | 11910 | Co-op | 2018 MCP 14 | 6 | Solar |  |  | Interconnected | Arlington | 55307 |  | 48-15-004 | Residential |  | 2013 | 2013
McLeod Cooperative Power Assn | 64 | 11910 | Co-op | 2018 MCP 15 | 22.5 | Solar |  |  | Interconnected | Silver Lake | 55381 |  | 68-04-026 | Residential |  | 2014 | 2014
McLeod Cooperative Power Assn | 64 | 11910 | Co-op | 2018 MCP 16 | 11 | Solar |  |  | Interconnected | Glencoe | 55336 |  | 68-16-013 | Residential |  | 2014 | 2014
McLeod Cooperative Power Assn | 64 | 11910 | Co-op | 2018 MCP 17 | 11 | Solar |  |  | Interconnected | Gaylord | 55334 |  | 38-07-003 | Residential |  | 2015 | 2015
McLeod Cooperative Power Assn | 64 | 11910 | Co-op | 2018 MCP 18 | 7.5 | Solar |  |  | Interconnected | Arlington | 55307 |  | 48-27-002 | Residential |  | 2015 | 2015
McLeod Cooperative Power Assn | 64 | 11910 | Co-op | 2018 MCP 19 | 7.3 | Solar |  |  | Interconnected | Lester Prairie | 55354 |  | 67-14-010 | Residential |  | 2016 | 2016
McLeod Cooperative Power Assn | 64 | 11910 | Co-op | 2018 MCP 2 | 20 | Wind |  |  | Interconnected | Glencoe | 55336 |  | 58-03-010 | Residential |  | 2006 | 2006
McLeod Cooperative Power Assn | 64 | 11910 | Co-op | 2018 MCP 20 | 21.08 | Solar |  |  | Interconnected | Winthrop | 55396 |  | 39-06-001 | Residential |  | 2016 | 2016
McLeod Cooperative Power Assn | 64 | 11910 | Co-op | 2018 MCP 21 | 36 | Solar |  |  | Interconnected | Hector | 55342 |  | 62-28-003 | Residential |  | 2017 | 2017
McLeod Cooperative Power Assn | 64 | 11910 | Co-op | 2018 MCP 22 | 17.76 | Solar |  |  | Interconnected | Bird Island | 55310 |  | 43-19-005 | Residential |  | 2017 | 2017
McLeod Cooperative Power Assn | 64 | 11910 | Co-op | 2018 MCP 23 | 36 | Solar |  |  | Interconnected | Mayer | 55360 |  | 76-16-009 | Residential |  | 2017 | 2017
McLeod Cooperative Power Assn | 64 | 11910 | Co-op | 2018 MCP 24 | 7.6 | Solar |  |  | Interconnected | Lester Prairie | 55354 | 9 | 77-34-005 | Residential |  | 2018 | 2018
McLeod Cooperative Power Assn | 64 | 11910 | Co-op | 2018 MCP 3 | 20 | Wind |  |  | Interconnected | Bird Island | 55310 |  | 43-19-005 | Residential |  | 2007 | 2007
McLeod Cooperative Power Assn | 64 | 11910 | Co-op | 2018 MCP 4 | 39.5 | Wind |  |  | Interconnected | Bird Island | 55310 |  | 63-09-001 | Residential |  | 2008 | 2008
McLeod Cooperative Power Assn | 64 | 11910 | Co-op | 2018 MCP 6 | 20 | Wind |  |  | Interconnected | Hutchinson | 55350 |  | 70-31-003 | Residential |  | 2010 | 2010
McLeod Cooperative Power Assn | 64 | 11910 | Co-op | 2018 MCP 7 | 24.5 | Wind |  |  | Interconnected | Glencoe | 55336 |  | 57-33-009 | Residential |  | 2009 | 2009
McLeod Cooperative Power Assn | 64 | 11910 | Co-op | 2018 MCP 8 | 39 | Wind |  |  | Interconnected | Glencoe | 55336 |  | 57-33-010 | Residential |  | 2009 | 2009
McLeod Cooperative Power Assn | 64 | 11910 | Co-op | 2018 MCP 9 | 39 | Wind |  |  | Interconnected | Winthrop | 55396 |  | 30-23-005 | Residential |  | 2011 | 2011
McLeod Cooperative Power Assn | 64 | 11910 | Co-op | 2019 MCP 25 | 10 | Solar |  |  | Interconnected | Winstead | 55395 | 9 | 77-12-015 | Residential |  | 2019 | 2019
McLeod Cooperative Power Assn | 64 | 11910 | Co-op | 2019 MCP 26 | 4.08 | Solar |  |  | Interconnected | Mayer | 55360 |  |  | Residential |  | 2019 | 2019
McLeod Cooperative Power Assn | 64 | 11910 | Co-op | 2019 MCP 27 | 18 | Solar |  |  | Interconnected | Green Isle | 55338 | 7 | 47-11-004 | Residential |  | 2019 | 2019
McLeod Cooperative Power Assn | 64 | 11910 | Co-op | NOVA 2201 | 19.6 | Solar |  | X | Interconnected | Arlington | 55307 | 7 | HI-2 | Residential |  | 2019 | 2019
McLeod Cooperative Power Assn | 64 | 11910 | Co-op | NOVA 2208 | 36 | Solar |  |  | Interconnected | Stewart | 55285 | 8 | PRE-1 | Residential |  | 2019 | 2019
McLeod Cooperative Power Assn | 64 | 11910 | Co-op | NOVA 2674 | 14.72 | Solar |  |  | Interconnected | Hutchinson | 55350 | 1 | HL-3 | Residential |  | 2019 | 2019
McLeod Cooperative Power Assn | 64 | 11910 | Co-op | NOVA2792 | 30 | Solar |  |  | Interconnected | Watertown | 55388 | 6 | HOL-1 | Residential |  | 2020 | 2020
McLeod Cooperative Power Assn | 64 | 11910 | Co-op | NOVA2890 | 26.1 | Solar |  |  | Interconnected | Mayer | 55360 | 6 | HOL-1 | Residential |  | 2020 | 2020
McLeod Cooperative Power Assn | 64 | 11910 | Co-op | NOVA3011 | 9.44 | Solar |  |  | Interconnected | Stewart | 55385 | 5 | BEL-6 | Residential |  | 2020 | 2020
McLeod Cooperative Power Assn | 64 | 11910 | Co-op | NOVA3120 | 8.85 | Solar |  |  | Interconnected | Mayer | 55360 | 6 | HOL-2 | Residential |  | 2020 | 2020
McLeod Cooperative Power Assn | 64 | 11910 | Co-op | NOVA3159 | 7.6 | Solar |  |  | Interconnected | Mayer | 55360 | 4 | NGE - 2 | Residential |  | 2020 | 2020
McLeod Cooperative Power Assn | 64 | 11910 | Co-op | NOVA3627 | 9.6 | Solar |  |  | Interconnected | Hutchinson | 55350 | 1 | HOK-1 | Residential |  | 2020 | 2020
McLeod Cooperative Power Assn | 64 | 11910 | Co-op | NOVA3682 | 6.58 | Solar |  |  | Interconnected | Lester Prairie | 55354 | 9 | SHE-4 | Residential |  | 2020 | 2020
McLeod Cooperative Power Assn | 64 | 11910 | Co-op | NOVA3925 | 32.8 | Solar |  |  | Interconnected | Glencoe | 55336 | 11 | HEL-1 | Residential |  | 2020 | 2020
McLeod Cooperative Power Assn | 64 | 11910 | Co-op | NOVA 1712 | 12 | Solar |  |  | Withdrawn | Arlington | 55307 | 7 | HI-2 | Residential |  | 2019 | 2019
Meeker Cooperative Light & Power | 66 | 12227 | Co-op | NOVA3302 | 25 | Wind |  |  | Active Application | Cosmos | 56228 | 5 | 3 | Residential |  | 2020
Meeker Cooperative Light & Power | 66 | 12227 | Co-op | NOVA3512 | 36 | Solar |  |  | Active Application | Litchfield | 55355 | 13 | 1 | Commercial |  | 2020
Meeker Cooperative Light & Power | 66 | 12227 | Co-op | NOVA3633 | 5.22 | Solar |  |  | Active Application | Litchfield | 55355 | 1 | 8 | Residential |  | 2020
Meeker Cooperative Light & Power | 66 | 12227 | Co-op | NOVA3780 | 11.4 | Solar |  |  | Active Application | Lake Lillian | 56253 | 5 | 4 | Residential |  | 2020
Meeker Cooperative Light & Power | 66 | 12227 | Co-op | NOVA3922 | 24 | Solar |  |  | Active Application | Litchfield | 55355 | 1 | 3 | Commercial |  | 2020
Meeker Cooperative Light & Power | 66 | 12227 | Co-op | NOVA3979 | 12.2 | Solar |  |  | Active Application | Atwater | 56209 | 9 | 1 | Residential |  | 2020
Meeker Cooperative Light & Power | 66 | 12227 | Co-op | NOVA3993 | 3000 | Other |  |  | Active Application | Litchfield | 55355 | 1 | 9 | Industrial |  | 2020
Meeker Cooperative Light & Power | 66 | 12227 | Co-op | 01.05.303 | 6.1 | Solar |  |  | Interconnected | South Haven | 55382 | 7 | 1 | Residential |  |  | 2010
Meeker Cooperative Light & Power | 66 | 12227 | Co-op | 01.07.413 | 6.84 | Solar |  |  | Interconnected | South Haven | 55382 | 7 | 1 | Residential |  |  | 2016
Meeker Cooperative Light & Power | 66 | 12227 | Co-op | 02.29.201 | 20 | Solar |  |  | Interconnected | Watkins | 55389 | 3 | 1 | Residential |  |  | 2014
Meeker Cooperative Light & Power | 66 | 12227 | Co-op | 04.19.114 | 11.34 | Solar |  |  | Interconnected | Eden Valley | 55329 | 2 | 1 | Residential |  |  | 2014
Meeker Cooperative Light & Power | 66 | 12227 | Co-op | 04-16-401 | 4.72 | Solar |  |  | Interconnected | Eden Valley | 55329 | 2 | 1 | Residential |  | 2018 | 2018
Meeker Cooperative Light & Power | 66 | 12227 | Co-op | 05.23.305 | 20 | Wind |  |  | Interconnected | Paynesville | 56362 | 15 | 2 | Residential |  |  | 2011
Meeker Cooperative Light & Power | 66 | 12227 | Co-op | 10.04.301 | 10 | Wind |  |  | Interconnected | Watkins | 55389 | 3 | 3 | Residential |  |  | 2010
Meeker Cooperative Light & Power | 66 | 12227 | Co-op | 15.11.118 | 5.2 | Solar |  |  | Interconnected | South Haven | 55382 | 7 | 2 | Residential |  |  | 2015
Meeker Cooperative Light & Power | 66 | 12227 | Co-op | 18.23.401 | 39.6 | Solar |  |  | Interconnected | Grove City | 56243 | 6 | 2 | Residential |  |  | 2014
Meeker Cooperative Light & Power | 66 | 12227 | Co-op | 23.05.401 | 4.5 | Solar |  |  | Interconnected | Litchfield | 55355 | 1 | 7 | Residential |  |  | 2013
Meeker Cooperative Light & Power | 66 | 12227 | Co-op | 23.30.402 | 14 | Solar |  |  | Interconnected | Litchfield | 55355 | 6 | 4 | Residential |  |  | 2017
Meeker Cooperative Light & Power | 66 | 12227 | Co-op | 23-05-401 | 5.04 | Solar |  |  | Interconnected | Litchfield | 55355 | 1 | 7 | Residential |  |  | 2017
Meeker Cooperative Light & Power | 66 | 12227 | Co-op | 25.19.401 | 39.6 | Solar |  |  | Interconnected | Dassel | 55325 | 13 | 4 | Residential |  |  | 2015
Meeker Cooperative Light & Power | 66 | 12227 | Co-op | 27-07-316 | 3.84 | Solar |  |  | Interconnected | Cokato | 55321 | 11 | 1 | Residential |  | 2019 | 2019
Meeker Cooperative Light & Power | 66 | 12227 | Co-op | 28.20.401 | 39.6 | Solar |  |  | Interconnected | Dassel | 55325 | 11 | 1 | Residential |  |  | 2015
Meeker Cooperative Light & Power | 66 | 12227 | Co-op | 28.35.104 | 6.5 | Solar |  |  | Interconnected | Dassel | 55325 | 11 | 2 | Residential |  |  | 2016
Meeker Cooperative Light & Power | 66 | 12227 | Co-op | 29.04.313 | 6.48 | Solar |  |  | Interconnected | Litchfield | 55355 | 1 | 4 | Residential |  |  | 2017
Meeker Cooperative Light & Power | 66 | 12227 | Co-op | 29-04-311 | 6.48 | Solar |  |  | Interconnected | Litchfield | 55355 | 14 | 4 | Residential |  |  | 2017
Meeker Cooperative Light & Power | 66 | 12227 | Co-op | 29-04-329 | 11.68 | Solar |  |  | Interconnected | Litchfield | 55355 | 14 | 4 | Residential |  | 2018 | 2019
Meeker Cooperative Light & Power | 66 | 12227 | Co-op | 31-05-401 | 46.8 | Solar |  |  | Interconnected | Atwater | 56209 | 6 | 3 | Commercial |  | 2018 | 2018
Meeker Cooperative Light & Power | 66 | 12227 | Co-op | 31-05-403 | 46.8 | Solar |  |  | Interconnected | Atwater | 56209 | 6 | 3 | Commercial |  | 2018 | 2018
Meeker Cooperative Light & Power | 66 | 12227 | Co-op | 32.04.102 | 6.2 | Solar |  |  | Interconnected | Atwater | 56209 | 9 | 3 | Residential |  |  | 2010
Meeker Cooperative Light & Power | 66 | 12227 | Co-op | 32.07.202 | 39.24 | Solar |  |  | Interconnected | Lake Lillian | 56253 | 9 | 3 | Residential |  |  | 2015
Meeker Cooperative Light & Power | 66 | 12227 | Co-op | 32-10-303 | 42 | Solar |  |  | Interconnected | Atwater | 56209 | 9 | 3 | Commercial |  | 2018 | 2018
Meeker Cooperative Light & Power | 66 | 12227 | Co-op | 34.09.202 | 39.6 | Solar |  |  | Interconnected | Lake Lillian | 56253 | 5 | 4 | Residential |  |  | 2012
Meeker Cooperative Light & Power | 66 | 12227 | Co-op | 36.30.303 | 39.9 | Solar |  |  | Interconnected | Cosmos | 56288 | 5 | 2 | Commercial |  |  | 2015
Meeker Cooperative Light & Power | 66 | 12227 | Co-op | 40.04.401 | 39.24 | Solar |  |  | Interconnected | Cosmos | 56288 | 5 | 3 | Commercial |  |  | 2017
Meeker Cooperative Light & Power | 66 | 12227 | Co-op | 40.06.102 | 19.62 | Solar |  |  | Interconnected | Cosmos | 56288 | 5 | 3 | Commercial |  |  | 2017
Meeker Cooperative Light & Power | 66 | 12227 | Co-op | NOVA1189 | 36 | Solar |  |  | Interconnected | Darwin | 55324 | 201 | 3 | Residential |  | 2019 | 2019
Meeker Cooperative Light & Power | 66 | 12227 | Co-op | NOVA2187 | 38.5 | Solar |  |  | Interconnected | Eden Valley | 55329 | 2 | 2 | Residential |  | 2019 | 2020
Meeker Cooperative Light & Power | 66 | 12227 | Co-op | NOVA2400 | 100 | Solar |  |  | Interconnected | Eden Valley | 55329 | 2 | 2 | Commercial |  | 2019 | 2020
Meeker Cooperative Light & Power | 66 | 12227 | Co-op | NOVA2630 | 20 | Solar |  |  | Interconnected | Kimball | 55353 | 7 | 4 | Residential |  | 2019 | 2020
Meeker Cooperative Light & Power | 66 | 12227 | Co-op | NOVA2631 | 23 | Solar |  |  | Interconnected | Watkins | 55389 | 3 | 1 | Residential |  | 2019 | 2020
Meeker Cooperative Light & Power | 66 | 12227 | Co-op | NOVA2765 | 33.06 | Solar |  |  | Interconnected | Litchfield | 55355 | 8 | 1 | Residential |  | 2020 | 2020
Meeker Cooperative Light & Power | 66 | 12227 | Co-op | NOVA3099 | 14 | Solar |  |  | Interconnected | South Haven | 55382 | 7 | 1 | Residential |  | 2020 | 2020
Meeker Cooperative Light & Power | 66 | 12227 | Co-op | NOVA3104 | 20 | Solar |  |  | Interconnected | Litchfield | 55355 | 1 | 3 | Residential |  | 2020 | 2020
Meeker Cooperative Light & Power | 66 | 12227 | Co-op | NOVA3445 | 5.58 | Solar |  |  | Interconnected | Hutchinson | 55350 | 11 | 3 | Residential |  | 2020 | 2020
Meeker Cooperative Light & Power | 66 | 12227 | Co-op | NOVA3494 | 32.8 | Solar |  |  | Interconnected | Darwin | 55324 | 1 | 4 | Residential |  | 2020 | 2020
Meeker Cooperative Light & Power | 66 | 12227 | Co-op | NOVA3689 | 10 | Solar |  |  | Interconnected | Litchfield | 55355 | 8 | 4 | Residential |  | 2020 | 2020
MiEnergy Cooperative | 118 | 19157 | Co-op | NOVA2211 | 1000 | Solar |  |  | Active Application | Rushford | 55971 | Rushford | 4-RP | Utility |  | 2019
MiEnergy Cooperative | 118 | 19157 | Co-op | NOVA2902 | 20 | Solar |  |  | Active Application | Fountain | 55935 | Fountain | 1-FN | Residential |  | 2020
MiEnergy Cooperative | 118 | 19157 | Co-op | NOVA2909 | 3000 | Solar |  |  | Active Application | Lanesboro | 55949 | Peterson | 1-PL | Utility |  | 2020
MiEnergy Cooperative | 118 | 19157 | Co-op | NOVA2922 | 3000 | Solar |  |  | Active Application | Fountain | 55935 | Fountain | 3-FG | Utility |  | 2020
MiEnergy Cooperative | 118 | 19157 | Co-op | NOVA2923 | 2000 | Solar |  |  | Active Application | Stockton | 55987 | Stockton | 5-STE | Utility |  | 2020
MiEnergy Cooperative | 118 | 19157 | Co-op | NOVA3052 | 18.75 | Solar |  |  | Active Application | Houston | 55943 | Rushford | 3-RR | Residential |  | 2020
MiEnergy Cooperative | 118 | 19157 | Co-op | NOVA3747 | 37.5 | Solar |  |  | Active Application | Lanesboro | 55949 | Fountain | 2-FP | Residential |  | 2020
MiEnergy Cooperative | 118 | 19157 | Co-op | NOVA3897 | 25 | Solar |  |  | Active Application | Harmony | 55939 | Canton | 1-CN | Residential |  | 2020
MiEnergy Cooperative | 118 | 19157 | Co-op | NOVA3904 | 37.5 | Solar |  |  | Active Application | Harmony | 55939 | Canton | 1-CN | Residential |  | 2020
MiEnergy Cooperative | 118 | 19157 | Co-op | NOVA3915 | 37.5 | Solar |  |  | Active Application | Harmony | 55939 | Granger | 2-GR | Residential |  | 2020
MiEnergy Cooperative | 118 | 19157 | Co-op | NOVA3919 | 19.6 | Solar |  | X | Active Application | Winona | 55987 | Witoka | 4-WW | Residential |  | 2020
MiEnergy Cooperative | 118 | 19157 | Co-op | NOVA3943 | 30.72 | Solar |  |  | Active Application | Chatfield | 55923 | Fountain | 4-FW | Residential |  | 2020
MiEnergy Cooperative | 118 | 19157 | Co-op | NOVA3992 | 14.4 | Solar |  |  | Active Application | Minnesota City | 55959 | Stockton | 5-STE | Residential |  | 2020
MiEnergy Cooperative | 118 | 19157 | Co-op | NOVA4008 | 10 | Solar |  |  | Active Application | Hokah | 55941 | Brownsville | 1-BL | Residential |  | 2020
MiEnergy Cooperative | 118 | 19157 | Co-op | NOVA4240010a | 10 | Wind |  |  | Decommissioned | Spring Valley | 55975 | Spring Valley | 1-SVN | Residential |  | 1983 | 1983 | 2019
MiEnergy Cooperative | 118 | 19157 | Co-op | NOVA28060040 | 4 | Wind |  |  | Decommissioned | Rushford | 55971 | Rushford | 1-RN | Residential |  | 2010 | 2010 | 2020
MiEnergy Cooperative | 118 | 19157 | Co-op | NOVA13320010a | 5.31 | Solar |  |  | Interconnected | Harmony | 55939 | Granger | 2-GR | Residential |  | 2019 | 2019
MiEnergy Cooperative | 118 | 19157 | Co-op | NOVA13320010b | 5.31 | Solar |  |  | Interconnected | Harmony | 55939 | Granger | 2-GR | Residential |  | 2019 | 2019
MiEnergy Cooperative | 118 | 19157 | Co-op | NOVA4240010b | 31.8 | Solar |  |  | Interconnected | Spring Valley | 55975 | Spring Valley | 1-SVN | Residential |  | 2019 | 2019
MiEnergy Cooperative | 118 | 19157 | Co-op | NOVA10020080 | 5 | Solar |  |  | Interconnected | Preston | 55965 | Fountain | 3-FG | Residential |  | 2017 | 2017
MiEnergy Cooperative | 118 | 19157 | Co-op | NOVA10170040 | 34.2 | Solar |  |  | Interconnected | Fountain | 55965 | Fountain | 3-FG | Residential |  | 2016 | 2016
MiEnergy Cooperative | 118 | 19157 | Co-op | NOVA10170080 | 34.2 | Solar |  |  | Interconnected | Preston | 55965 | Fountain | 3-FG | Residential |  | 2016 | 2016
MiEnergy Cooperative | 118 | 19157 | Co-op | NOVA1019 | 37.5 | Solar |  |  | Interconnected | Wykoff | 55990 | Fountain | 4-FW | Commercial |  | 2019 | 2019
MiEnergy Cooperative | 118 | 19157 | Co-op | NOVA10200040 | 36 | Solar |  |  | Interconnected | Preston | 55965 | Granger | 4-GF | Residential |  | 2017 | 2017
MiEnergy Cooperative | 118 | 19157 | Co-op | NOVA10200050 | 37 | Solar |  |  | Interconnected | Preston | 55965 | Granger | 4-GF | Residential |  | 2015 | 2015
MiEnergy Cooperative | 118 | 19157 | Co-op | NOVA1033 | 15 | Solar |  |  | Interconnected | Caledonia | 55921 | Caledonia | 1-CH | Residential |  | 2019 | 2019
MiEnergy Cooperative | 118 | 19157 | Co-op | NOVA1090030 | 37.5 | Solar |  |  | Interconnected | Ostrander | 55961 | Cherry Grove | 4-GW | Residential |  | 2018 | 2018
MiEnergy Cooperative | 118 | 19157 | Co-op | NOVA11130030 | 6 | Solar |  |  | Interconnected | Fountain | 55935 | Fountain | 2-FP | Residential |  | 2018 | 2019
MiEnergy Cooperative | 118 | 19157 | Co-op | NOVA1201 | 37.5 | Solar |  |  | Interconnected | Wykoff | 55990 | Fountain | 4-FW | Commercial |  | 2019 | 2019
MiEnergy Cooperative | 118 | 19157 | Co-op | NOVA12020020 | 25 | Solar |  |  | Interconnected | Chatfield | 55923 | Fountain | 1-FN | Residential |  | 2019 | 2019
MiEnergy Cooperative | 118 | 19157 | Co-op | NOVA12100040 | 3.5 | Solar |  |  | Interconnected | Chatfield | 55923 | Fountain | 1-FN | Residential |  | 2013 | 2013
MiEnergy Cooperative | 118 | 19157 | Co-op | NOVA12240030 | 10 | Solar |  |  | Interconnected | Fountain | 55935 | Fountain | 1-FN | Residential |  | 2015 | 2015
MiEnergy Cooperative | 118 | 19157 | Co-op | NOVA12290040 | 11.4 | Solar |  |  | Interconnected | Fountain | 55935 | Fountain | 4-FW | Residential |  | 2019 | 2019
MiEnergy Cooperative | 118 | 19157 | Co-op | NOVA1260030 | 37.5 | Solar |  |  | Interconnected | Le Roy | 55951 | Cherry Grove | 4-GW | Residential |  | 2019 | 2019
MiEnergy Cooperative | 118 | 19157 | Co-op | NOVA1282 | 37.5 | Solar |  |  | Interconnected | Spring Valley | 55975 | Spring Valley | 1-SVN | Residential |  | 2019 | 2019
MiEnergy Cooperative | 118 | 19157 | Co-op | NOVA1290 | 25 | Solar |  |  | Interconnected | Stewartville | 55976 | Spring Valley | 1-SVN | Residential |  | 2019 | 2019
MiEnergy Cooperative | 118 | 19157 | Co-op | NOVA1300 | 6 | Solar |  |  | Interconnected | Caledonia | 55921 | Caledonia | 4-CS | Residential |  | 2019 | 2019
MiEnergy Cooperative | 118 | 19157 | Co-op | NOVA13080030 | 7.6 | Solar |  |  | Interconnected | Harmony | 55939 | Granger | 1-GH | Residential |  | 2019 | 2019
MiEnergy Cooperative | 118 | 19157 | Co-op | NOVA13080090 | 7.6 | Solar |  |  | Interconnected | Harmony | 55939 | Granger | 1-GH | Residential |  | 2019 | 2019
MiEnergy Cooperative | 118 | 19157 | Co-op | NOVA13080140 | 16.7 | Solar |  |  | Interconnected | Harmony | 55939 | Granger | 1-GH | Residential |  | 2017 | 2017
MiEnergy Cooperative | 118 | 19157 | Co-op | NOVA1320050 | 39.9 | Solar |  |  | Interconnected | Le Roy | 55951 | Cherry Grove | 3-GS | Residential |  | 2015 | 2015
MiEnergy Cooperative | 118 | 19157 | Co-op | NOVA1410 | 6.38 | Solar |  |  | Interconnected | Mabel | 55954 | Canton | 2-CM | Residential |  | 2019 | 2019
MiEnergy Cooperative | 118 | 19157 | Co-op | NOVA14120020 | 12.5 | Solar |  |  | Interconnected | Lanesboro | 55949 | Henrytown | 1-HP | Residential |  | 2019 | 2019
MiEnergy Cooperative | 118 | 19157 | Co-op | NOVA14240060 | 34.2 | Solar |  |  | Interconnected | Fountain | 55935 | Henrytown | 4-HG | Residential |  | 2015 | 2015
MiEnergy Cooperative | 118 | 19157 | Co-op | NOVA14330040 | 3.65 | Solar |  |  | Interconnected | Harmony | 55939 | Granger | 1-GH | Residential |  | 2014 | 2014
MiEnergy Cooperative | 118 | 19157 | Co-op | NOVA15010010 | 4.15 | Solar |  |  | Interconnected | Lanesboro | 55949 | Peterson | 4-PF | Residential |  | 2017 | 2017
MiEnergy Cooperative | 118 | 19157 | Co-op | NOVA15100080 | 4.56 | Solar |  |  | Interconnected | Lanesboro | 55949 | Peterson | 4-PF | Residential |  | 2011 | 2011
MiEnergy Cooperative | 118 | 19157 | Co-op | NOVA15210030 | 10.95 | Solar |  |  | Interconnected | Preston | 55965 | Fountain | 2-FP | Residential |  | 2016 | 2016
MiEnergy Cooperative | 118 | 19157 | Co-op | NOVA1548 | 37.5 | Solar |  |  | Interconnected | Spring Valley | 55975 | Cherry Grove | 1-GN | Commercial |  | 2019 | 2019
MiEnergy Cooperative | 118 | 19157 | Co-op | NOVA1549 | 19 | Solar |  |  | Interconnected | Rollingstone | 55969 | Stockton | 4-SR | Residential |  | 2019 | 2019
MiEnergy Cooperative | 118 | 19157 | Co-op | NOVA1594 | 37.5 | Solar |  |  | Interconnected | Lewiston | 55952 | Fremont | 4-L | Commercial |  | 2019 | 2019
MiEnergy Cooperative | 118 | 19157 | Co-op | NOVA16350010 | 10.56 | Solar |  |  | Interconnected | Lanesboro | 55949 | Peterson | 4-PF | Residential |  | 2014 | 2014
MiEnergy Cooperative | 118 | 19157 | Co-op | NOVA1670 | 12.5 | Solar |  |  | Interconnected | Lewiston | 55952 | Fremont | 1-LS | Residential |  | 2019 | 2019
MiEnergy Cooperative | 118 | 19157 | Co-op | NOVA1671 | 11.7 | Solar |  |  | Interconnected | La Crescent | 55947 | Mound Prairie 1 | 5-MP | Residential |  | 2019 | 2020
MiEnergy Cooperative | 118 | 19157 | Co-op | NOVA17090020 | 33.4 | Solar |  |  | Interconnected | Canton | 55922 | Henrytown | 3-HE | Residential |  | 2018 | 2018
MiEnergy Cooperative | 118 | 19157 | Co-op | NOVA17150060 | 7.6 | Solar |  |  | Interconnected | Canton | 55922 | Canton | 1-CN | Residential |  | 2017 | 2017
MiEnergy Cooperative | 118 | 19157 | Co-op | NOVA17150090 | 4.64 | Solar |  |  | Interconnected | Canton | 55922 | Canton | 1-CN | Residential |  | 2018 | 2018
MiEnergy Cooperative | 118 | 19157 | Co-op | NOVA17250120 | 6.49 | Solar |  |  | Interconnected | Mabel | 55954 | Canton | 2-CM | Residential |  | 2019 | 2019
MiEnergy Cooperative | 118 | 19157 | Co-op | NOVA1787 | 7.6 | Solar |  |  | Interconnected | Saint Charles | 55972 | Saint Charles | 1-SC | Residential |  | 2019 | 2019
MiEnergy Cooperative | 118 | 19157 | Co-op | NOVA1795 | 19 | Solar |  |  | Interconnected | Preston | 55965 | Granger | 4-GF | Residential |  | 2019 | 2019
MiEnergy Cooperative | 118 | 19157 | Co-op | NOVA18050100 | 15.2 | Solar |  |  | Interconnected | Lanesboro | 55949 | Henrytown | 1-HP | Residential |  | 2018 | 2018
MiEnergy Cooperative | 118 | 19157 | Co-op | NOVA18250070 | 21.9 | Solar |  |  | Interconnected | Canton | 55922 | Henrytown | 1-HP | Residential |  | 2017 | 2017
MiEnergy Cooperative | 118 | 19157 | Co-op | NOVA18270180 | 11.21 | Solar |  |  | Interconnected | Canton | 55922 | Henrytown | 2-HR | Residential |  | 2019 | 2019
MiEnergy Cooperative | 118 | 19157 | Co-op | NOVA18340010 | 8 | Solar |  |  | Interconnected | Canton | 55922 | Henrytown | 2-HR | Residential |  | 2016 | 2016
MiEnergy Cooperative | 118 | 19157 | Co-op | NOVA1887 | 10 | Solar |  |  | Interconnected | Rushford | 55971 | Rushford | 3-RR | Residential |  | 2019 | 2020
MiEnergy Cooperative | 118 | 19157 | Co-op | NOVA19090212 | 5 | Solar |  |  | Interconnected | Lanesboro | 55949 | Peterson | 3-PH | Residential |  | 2013 | 2014
MiEnergy Cooperative | 118 | 19157 | Co-op | NOVA19140020 | 21 | Solar |  |  | Interconnected | Whalan | 55986 | Peterson | 3-PH | Residential |  | 2015 | 2015
MiEnergy Cooperative | 118 | 19157 | Co-op | NOVA19190170 | 20.82 | Solar |  |  | Interconnected | Lanesboro | 55949 | Peterson | 3-PH | Residential |  | 2017 | 2017
MiEnergy Cooperative | 118 | 19157 | Co-op | NOVA19220060 | 8.35 | Solar |  |  | Interconnected | Lanesboro | 55949 | Peterson | 3-PH | Residential |  | 2018 | 2018
MiEnergy Cooperative | 118 | 19157 | Co-op | NOVA19300040 | 16.7 | Solar |  |  | Interconnected | Lanesboro | 55949 | Henrytown | 1-HP | Residential |  | 2017 | 2017
MiEnergy Cooperative | 118 | 19157 | Co-op | NOVA1996 | 37.5 | Solar |  |  | Interconnected | La Crescent | 55947 | Pine Creek | 2-PW | Residential |  | 2019 | 2019
MiEnergy Cooperative | 118 | 19157 | Co-op | NOVA20050040 | 5 | Solar |  |  | Interconnected | Peterson | 55962 | Fremont | 3-LP | Residential |  | 2018 | 2018
MiEnergy Cooperative | 118 | 19157 | Co-op | NOVA20110030 | 7.6 | Solar |  |  | Interconnected | Peterson | 55962 | Peterson | 1-PL | Residential |  | 2019 | 2019
MiEnergy Cooperative | 118 | 19157 | Co-op | NOVA20220030 | 8 | Solar |  |  | Interconnected | Peterson | 55962 | Peterson | 2-PR | Residential |  | 2018 | 2018
MiEnergy Cooperative | 118 | 19157 | Co-op | NOVA20220040 | 19.6 | Solar |  |  | Interconnected | Lanesboro | 55949 | Peterson | 1-PL | Residential |  | 2018 | 2018
MiEnergy Cooperative | 118 | 19157 | Co-op | NOVA20250020 | 16.7 | Solar |  |  | Interconnected | Peterson | 55962 | Peterson | 2-PR | Residential |  | 2017 | 2017
MiEnergy Cooperative | 118 | 19157 | Co-op | NOVA20250050 | 14 | Solar |  |  | Interconnected | Peterson | 55962 | Peterson | 2-PR | Residential |  | 2017 | 2017
MiEnergy Cooperative | 118 | 19157 | Co-op | NOVA2097 | 37.5 | Solar |  |  | Interconnected | Lewiston | 55952 | Fremont | 2-LW | Residential |  | 2019 | 2019
MiEnergy Cooperative | 118 | 19157 | Co-op | NOVA21200010 | 9.6 | Solar |  |  | Interconnected | Mabel | 55954 | Canton | 2-CM | Residential |  | 2019 | 2019
MiEnergy Cooperative | 118 | 19157 | Co-op | NOVA21210090 | 1.35 | Solar |  |  | Interconnected | Mabel | 55954 | Canton | 2-CM | Residential |  | 2011 | 2011
MiEnergy Cooperative | 118 | 19157 | Co-op | NOVA21360040 | 36 | Solar |  |  | Interconnected | Mabel | 55954 | Spring Grove | 1-SM | Residential |  | 2016 | 2016
MiEnergy Cooperative | 118 | 19157 | Co-op | NOVA22320060 | 30 | Solar |  |  | Interconnected | Harmony | 55939 | Riceford | 4-RH | Residential |  | 2014 | 2014
MiEnergy Cooperative | 118 | 19157 | Co-op | NOVA2255 | 15 | Solar |  |  | Interconnected | Lanesboro | 55949 | Fountain | 2-FP | Residential |  | 2019 | 2019
MiEnergy Cooperative | 118 | 19157 | Co-op | NOVA2262 | 37.5 | Solar |  |  | Interconnected | Rushford | 55971 | Wilson | 5-WR | Residential |  | 2019 | 2019
MiEnergy Cooperative | 118 | 19157 | Co-op | NOVA2263 | 37.5 | Solar |  |  | Interconnected | Saint Charles | 55975 | Saint Charles | 3-PS | Residential |  | 2019 | 2020
MiEnergy Cooperative | 118 | 19157 | Co-op | NOVA2265 | 37.5 | Solar |  |  | Interconnected | Saint Charles | 55975 | Saint Charles | 3-PS | Residential |  | 2019 | 2020
MiEnergy Cooperative | 118 | 19157 | Co-op | NOVA2267 | 37.5 | Solar |  |  | Interconnected | Saint Charles | 55975 | Saint Charles | 3-PS | Residential |  | 2019 | 2020
MiEnergy Cooperative | 118 | 19157 | Co-op | NOVA2268 | 37.5 | Solar |  |  | Interconnected | Saint Charles | 55975 | Saint Charles | 3-PS | Residential |  | 2019 | 2020
MiEnergy Cooperative | 118 | 19157 | Co-op | NOVA2271 | 11.8 | Solar |  |  | Interconnected | Peterson | 55962 | Rushford | 4-RP | Residential |  | 2019 | 2019
MiEnergy Cooperative | 118 | 19157 | Co-op | NOVA2280060 | 37.5 | Solar |  |  | Interconnected | Spring Valley | 55975 | Cherry Grove | 1-GN | Residential |  | 2018 | 2018
MiEnergy Cooperative | 118 | 19157 | Co-op | NOVA2282 | 37.5 | Solar |  |  | Interconnected | Saint Charles | 55972 | Fremont | 4-L | Residential |  | 2019 | 2019
MiEnergy Cooperative | 118 | 19157 | Co-op | NOVA2291 | 11.4 | Solar |  |  | Interconnected | Saint Charles | 55972 | Saint Charles | 1-SC | Residential |  | 2019 | 2019
MiEnergy Cooperative | 118 | 19157 | Co-op | NOVA2294 | 30 | Solar |  |  | Interconnected | Peterson | 55962 | Peterson | 3-PH | Residential |  | 2019 | 2019
MiEnergy Cooperative | 118 | 19157 | Co-op | NOVA23070070 | 39.9 | Wind |  |  | Interconnected | Peterson | 55962 | Peterson | 3-PH | Residential |  | 2012 | 2012
MiEnergy Cooperative | 118 | 19157 | Co-op | NOVA2315 | 30 | Solar |  |  | Interconnected | Fountain | 55935 | Fountain | 2-FP | Residential |  | 2019 | 2019
MiEnergy Cooperative | 118 | 19157 | Co-op | NOVA2386 | 37.5 | Solar |  |  | Interconnected | Lewiston | 55952 | Lewiston | 2-LTW | Commercial |  | 2019 | 2019
MiEnergy Cooperative | 118 | 19157 | Co-op | NOVA24160100 | 38.2 | Solar |  |  | Interconnected | Rushford | 55971 | Rushford | 4-RP | Residential |  | 2011 | 2011
MiEnergy Cooperative | 118 | 19157 | Co-op | NOVA2418 | 13.7 | Solar |  | X | Interconnected | Minnesota City | 55959 | Stockton | 5-STE | Residential |  | 2019 | 2020
MiEnergy Cooperative | 118 | 19157 | Co-op | NOVA2418-S | 8 | Storage |  | X | Interconnected | Minnesota City | 55959 | Stockton | 5-STE | Residential |  | 2019 | 2020
MiEnergy Cooperative | 118 | 19157 | Co-op | NOVA2419 | 7.6 | Solar |  |  | Interconnected | Saint Charles | 55972 | Saint Charles | 3-PS | Residential |  | 2019 | 2020
MiEnergy Cooperative | 118 | 19157 | Co-op | NOVA2420 | 9 | Solar |  |  | Interconnected | Winona | 55987 | Wilson | 3-WL | Residential |  | 2019 | 2020
MiEnergy Cooperative | 118 | 19157 | Co-op | NOVA2422 | 7.6 | Solar |  |  | Interconnected | Stockton | 55987 | Lewiston | 1-LTE | Residential |  | 2019 | 2020
MiEnergy Cooperative | 118 | 19157 | Co-op | NOVA24260150 | 4.32 | Solar |  |  | Interconnected | Rushford | 55971 | Rushford | 2-RE | Residential |  | 2019 | 2019
MiEnergy Cooperative | 118 | 19157 | Co-op | NOVA24270020 | 37.5 | Solar |  |  | Interconnected | Rushford | 55971 | Rushford | 2-RE | Residential |  | 2018 | 2018
MiEnergy Cooperative | 118 | 19157 | Co-op | NOVA24320010 | 8.05 | Solar |  |  | Interconnected | Peterson | 55962 | Peterson | 2-PR | Residential |  | 2010 | 2010
MiEnergy Cooperative | 118 | 19157 | Co-op | NOVA24320110 | 8.35 | Solar |  |  | Interconnected | Peterson | 55962 | Peterson | 2-PR | Residential |  | 2016 | 2016
MiEnergy Cooperative | 118 | 19157 | Co-op | NOVA2495 | 37.5 | Solar |  |  | Interconnected | Utica | 55979 | Fremont | 4-L | Residential |  | 2019 | 2020
MiEnergy Cooperative | 118 | 19157 | Co-op | NOVA25060040 | 7.68 | Solar |  |  | Interconnected | Mabel | 55954 | Riceford | 3-RS | Residential |  | 2019 | 2019
MiEnergy Cooperative | 118 | 19157 | Co-op | NOVA25150220 | 21.6 | Solar |  |  | Interconnected | Spring Grove | 55974 | Spring Grove | 1-SM | Residential |  | 2017 | 2017
MiEnergy Cooperative | 118 | 19157 | Co-op | NOVA2519 | 37.5 | Solar |  |  | Interconnected | Wykoff | 55990 | Fountain | 4-FW | Commercial |  | 2019 | 2020
MiEnergy Cooperative | 118 | 19157 | Co-op | NOVA2520 | 37.5 | Solar |  |  | Interconnected | Wykoff | 55990 | Fountain | 4-FW | Commercial |  | 2019 | 2020
MiEnergy Cooperative | 118 | 19157 | Co-op | NOVA25230030 | 36 | Solar |  |  | Interconnected | Spring Grove | 55974 | Spring Grove | 2-SP | Residential |  | 2016 | 2016
MiEnergy Cooperative | 118 | 19157 | Co-op | NOVA2558 | 10 | Solar |  |  | Interconnected | Winona | 55987 | Stockton | 3-SL | Residential |  | 2019 | 2019
MiEnergy Cooperative | 118 | 19157 | Co-op | NOVA2562 | 15.2 | Solar |  |  | Interconnected | Spring Grove | 55974 | Spring Grove | 3-SG | Residential |  | 2019 | 2020
MiEnergy Cooperative | 118 | 19157 | Co-op | NOVA2590 | 22.8 | Solar |  |  | Interconnected | Lewiston | 55952 | Fremont | 2-LW | Residential |  | 2019 | 2019
MiEnergy Cooperative | 118 | 19157 | Co-op | NOVA2591 | 12 | Solar |  |  | Interconnected | Hokah | 55941 | Brownsville | 1-BL | Residential |  | 2019 | 2020
MiEnergy Cooperative | 118 | 19157 | Co-op | NOVA2594 | 11.8 | Solar |  |  | Interconnected | Mabel | 55954 | Canton | 2-CM | Residential |  | 2019 | 2019
MiEnergy Cooperative | 118 | 19157 | Co-op | NOVA2602 | 37.5 | Solar |  |  | Interconnected | Houston | 55943 | Houston | 3-HS | Residential |  | 2019 | 2019
MiEnergy Cooperative | 118 | 19157 | Co-op | NOVA26110010 | 6 | Solar |  |  | Interconnected | Spring Grove | 55974 | Riceford | 2-RC | Residential |  | 2017 | 2017
MiEnergy Cooperative | 118 | 19157 | Co-op | NOVA26200010 | 36 | Solar |  |  | Interconnected | Spring Grove | 55974 | Riceford | 2-RC | Residential |  | 2016 | 2016
MiEnergy Cooperative | 118 | 19157 | Co-op | NOVA26270070 | 37.1 | Solar |  |  | Interconnected | Spring Grove | 55974 | Riceford | 2-RC | Residential |  | 2016 | 2016
MiEnergy Cooperative | 118 | 19157 | Co-op | NOVA27160030 | 37.5 | Solar |  |  | Interconnected | Rushford | 55971 | Rushford | 3-RR | Residential |  | 2018 | 2018
MiEnergy Cooperative | 118 | 19157 | Co-op | NOVA2720 | 35.8 | Solar |  |  | Interconnected | Winona | 55987 | Wilson | 3-WL | Residential |  | 2020 | 2019
MiEnergy Cooperative | 118 | 19157 | Co-op | NOVA28020090 | 17.54 | Solar |  |  | Interconnected | Houston | 55943 | Houston | 4-HW | Residential |  | 2019 | 2019
MiEnergy Cooperative | 118 | 19157 | Co-op | NOVA28250080 | 0.5 | Solar |  |  | Interconnected | Houston | 55943 | Houston | 4-HW | Residential |  | 2006 | 2007
MiEnergy Cooperative | 118 | 19157 | Co-op | NOVA2845 | 37.5 | Solar |  |  | Interconnected | Caledonia | 55921 | Caledonia | 1-CH | Residential |  | 2020 | 2020
MiEnergy Cooperative | 118 | 19157 | Co-op | NOVA2900 | 20 | Solar |  |  | Interconnected | Caledonia | 55921 | Caledonia | 4-CS | Residential |  | 2020 | 2020
MiEnergy Cooperative | 118 | 19157 | Co-op | NOVA2903 | 20 | Solar |  |  | Interconnected | Spring Valley | 55975 | Spring Valley | 3-SVW | Residential |  | 2020 | 2020
MiEnergy Cooperative | 118 | 19157 | Co-op | NOVA2921 | 5 | Solar |  |  | Interconnected | Houston | 55943 | Mound Prairie 1 | 3-MB | Residential |  | 2020 | 2020
MiEnergy Cooperative | 118 | 19157 | Co-op | NOVA2924 | 37.5 | Solar |  |  | Interconnected | Houston | 55943 | Rushford | 3-RR | Residential |  | 2020 | 2020
MiEnergy Cooperative | 118 | 19157 | Co-op | NOVA29270020 | 14 | Solar |  |  | Interconnected | Spring Grove | 55974 | Caledonia | 4-CS | Residential |  | 2015 | 2015
MiEnergy Cooperative | 118 | 19157 | Co-op | NOVA29350060 | 37.5 | Solar |  |  | Interconnected | Eitzen | 55931 | Spring Grove | 2-SP | Residential |  | 2018 | 2018
MiEnergy Cooperative | 118 | 19157 | Co-op | NOVA2940 | 15 | Solar |  |  | Interconnected | Brownsville | 55919 | Brownsville | 3-BC | Residential |  | 2020 | 2020
MiEnergy Cooperative | 118 | 19157 | Co-op | NOVA2959 | 6 | Solar |  |  | Interconnected | Harmony | 55939 | Granger | 1-GH | Residential |  | 2020 | 2020
MiEnergy Cooperative | 118 | 19157 | Co-op | NOVA2987 | 37.5 | Solar |  |  | Interconnected | Winona | 55987 | Wilson | 1-WS | Residential |  | 2020 | 2019
MiEnergy Cooperative | 118 | 19157 | Co-op | NOVA2988 | 7.6 | Solar |  |  | Interconnected | Saint Charles | 55972 | Saint Charles | 1-SC | Residential |  | 2020 | 2020
MiEnergy Cooperative | 118 | 19157 | Co-op | NOVA3010020 | 4.21 | Solar |  |  | Interconnected | Spring Valley | 55975 | Spring Valley | 1-SVN | Residential |  | 2016 | 2016
MiEnergy Cooperative | 118 | 19157 | Co-op | NOVA30200030 | 10 | Solar |  |  | Interconnected | Caledonia | 55921 | Spring Grove | 3-SG | Residential |  | 2016 | 2016
MiEnergy Cooperative | 118 | 19157 | Co-op | NOVA3068 | 3.83 | Solar |  |  | Interconnected | Utica | 55979 | Lewiston | 4-L | Residential |  | 2020 | 2020
MiEnergy Cooperative | 118 | 19157 | Co-op | NOVA3121 | 37.5 | Solar |  |  | Interconnected | Houston | 55943 | Witoka | 4-WW | Residential |  | 2020 | 2019
MiEnergy Cooperative | 118 | 19157 | Co-op | NOVA31340010 | 10 | Solar |  |  | Interconnected | Caledonia | 55921 | Caledonia | 1-CH | Residential |  | 2016 | 2017
MiEnergy Cooperative | 118 | 19157 | Co-op | NOVA3135 | 6 | Solar |  |  | Interconnected | Winona | 55987 | Wilson | 2-WE | Residential |  | 2020 | 2020
MiEnergy Cooperative | 118 | 19157 | Co-op | NOVA3143 | 37.5 | Solar |  |  | Interconnected | Rushford | 55971 | Wilson | 4-NW | Residential |  | 2020 | 2020
MiEnergy Cooperative | 118 | 19157 | Co-op | NOVA3152 | 37.5 | Solar |  |  | Interconnected | Rushford | 55971 | Rushford | 2-RE | Residential |  | 2020 | 2020
MiEnergy Cooperative | 118 | 19157 | Co-op | NOVA315303002 | 32.8 | Solar |  |  | Interconnected | Saint Charles | 55972 | Saint Charles | 3-PS | Residential |  | 2018 | 2015
MiEnergy Cooperative | 118 | 19157 | Co-op | NOVA3168 | 9 | Solar |  |  | Interconnected | Fountain | 55935 | Fountain | 5-FV | Residential |  | 2020 | 2019
MiEnergy Cooperative | 118 | 19157 | Co-op | NOVA3189 | 19 | Solar |  |  | Interconnected | Houston | 55943 | Houston | 1-HN | Residential |  | 2020 | 2020
MiEnergy Cooperative | 118 | 19157 | Co-op | NOVA3206 | 29.99 | Solar |  |  | Interconnected | Spring Valley | 55975 | Spring Valley | 2-SVE | Residential |  | 2020 | 2020
MiEnergy Cooperative | 118 | 19157 | Co-op | NOVA3226 | 37.5 | Solar |  |  | Interconnected | Racine | 55967 | Spring Valley | 3-SVW | Residential |  | 2020 | 2020
MiEnergy Cooperative | 118 | 19157 | Co-op | NOVA3227 | 37.5 | Solar |  |  | Interconnected | Le Roy | 55951 | Cherry Grove | 3-GS | Residential |  | 2020 | 2019
MiEnergy Cooperative | 118 | 19157 | Co-op | NOVA3228 | 37.5 | Solar |  |  | Interconnected | Racine | 55967 | Racine | 1-RAC | Residential |  | 2020 | 2019
MiEnergy Cooperative | 118 | 19157 | Co-op | NOVA3235 | 11.4 | Solar |  |  | Interconnected | La Crescent | 55947 | Pine Creek | 2-PW | Residential |  | 2020 | 2020
MiEnergy Cooperative | 118 | 19157 | Co-op | NOVA3248 | 24 | Solar |  |  | Interconnected | Spring Grove | 55974 | Spring Grove | 3-SG | Residential |  | 2020 | 2020
MiEnergy Cooperative | 118 | 19157 | Co-op | NOVA3249 | 7.6 | Solar |  |  | Interconnected | Lewiston | 55952 | Fremont | 2-LW | Residential |  | 2020 | 2020
MiEnergy Cooperative | 118 | 19157 | Co-op | NOVA3255 | 5 | Solar |  |  | Interconnected | Winona | 55987 | Witoka | 2-WP | Residential |  | 2020 | 2020
MiEnergy Cooperative | 118 | 19157 | Co-op | NOVA3268 | 8.2 | Solar |  |  | Interconnected | La Crescent | 55947 | Pine Creek | 2-PW | Residential |  | 2020 | 2020
MiEnergy Cooperative | 118 | 19157 | Co-op | NOVA3269 | 7.2 | Solar |  |  | Interconnected | La Crescent | 55947 | Mound Prairie 1 | 2-ME | Residential |  | 2020 | 2020
MiEnergy Cooperative | 118 | 19157 | Co-op | NOVA3320 | 37.5 | Solar |  |  | Interconnected | Rushford | 55971 | Rushford | 2-RE | Residential |  | 2020 | 2020
MiEnergy Cooperative | 118 | 19157 | Co-op | NOVA3322 | 37.5 | Solar |  |  | Interconnected | Rushford | 55971 | Wilson | 5-WR | Residential |  | 2020 | 2020
MiEnergy Cooperative | 118 | 19157 | Co-op | NOVA3323 | 30.4 | Solar |  |  | Interconnected | Saint Charles | 55972 | Saint Charles | 3-PS | Residential |  | 2020 | 2020
MiEnergy Cooperative | 118 | 19157 | Co-op | NOVA3324 | 36 | Solar |  |  | Interconnected | Lewiston | 55952 | Lewiston | 1-LTE | Residential |  | 2020 | 2020
MiEnergy Cooperative | 118 | 19157 | Co-op | NOVA3328 | 10 | Solar |  |  | Interconnected | Lanesboro | 55949 | Peterson | 3-PH | Residential |  | 2020 | 2020
MiEnergy Cooperative | 118 | 19157 | Co-op | NOVA3337 | 10 | Solar |  |  | Interconnected | Peterson | 55962 | Peterson | 2-PR | Residential |  | 2020 | 2020
MiEnergy Cooperative | 118 | 19157 | Co-op | NOVA334313001 | 39.2 | Solar |  |  | Interconnected | Saint Charles | 55972 | Saint Charles | 1-SC | Residential |  | 2017 | 2017
MiEnergy Cooperative | 118 | 19157 | Co-op | NOVA3356 | 11.8 | Solar |  |  | Interconnected | Canton | 55922 | Canton City | CV | Residential |  | 2020 | 2020
MiEnergy Cooperative | 118 | 19157 | Co-op | NOVA3357 | 5 | Solar |  |  | Interconnected | La Crescent | 55947 | Pine Creek | 2-PW | Residential |  | 2020 | 2020
MiEnergy Cooperative | 118 | 19157 | Co-op | NOVA34050020 | 11.4 | Solar |  |  | Interconnected | Caledonia | 55921 | Brownsville | 4-BW | Residential |  | 2014 | 2014
MiEnergy Cooperative | 118 | 19157 | Co-op | NOVA34100010 | 37.5 | Solar |  |  | Interconnected | Caledonia | 55921 | Brownsville | 4-BW | Residential |  | 2019 | 2019
MiEnergy Cooperative | 118 | 19157 | Co-op | NOVA3413 | 27.5 | Solar |  |  | Interconnected | Spring Valley | 55975 | Spring Valley | 3-SVW | Residential |  | 2020 | 2020
MiEnergy Cooperative | 118 | 19157 | Co-op | NOVA3419 | 12.5 | Solar |  |  | Interconnected | La Crescent | 55947 | Pine Creek | 2-PW | Residential |  | 2020 | 2020
MiEnergy Cooperative | 118 | 19157 | Co-op | NOVA34200030 | 9.25 | Solar |  |  | Interconnected | Caledonia | 55921 | Caledonia | 2-CB | Residential |  | 2017 | 2017
MiEnergy Cooperative | 118 | 19157 | Co-op | NOVA34200050 | 10.9 | Solar |  |  | Interconnected | Caledonia | 55921 | Caledonia | 2-CB | Residential |  | 2016 | 2016
MiEnergy Cooperative | 118 | 19157 | Co-op | NOVA3425 | 37.5 | Solar |  |  | Interconnected | Saint Charles | 55972 | Saint Charles | 3-PS | Residential |  | 2020 | 2020
MiEnergy Cooperative | 118 | 19157 | Co-op | NOVA3458 | 37.5 | Solar |  |  | Interconnected | Rushford | 55971 | Rushford | 2-RE | Residential |  | 2020 | 2020
MiEnergy Cooperative | 118 | 19157 | Co-op | NOVA3470 | 7.8 | Solar |  |  | Interconnected | Lewiston | 55952 | Stockton | 5-STE | Residential |  | 2020 | 2020
MiEnergy Cooperative | 118 | 19157 | Co-op | NOVA3472 | 7.6 | Solar |  |  | Interconnected | Preston | 55965 | Spring Valley | 2-SVE | Residential |  | 2020 | 2020
MiEnergy Cooperative | 118 | 19157 | Co-op | NOVA3478 | 25 | Solar |  |  | Interconnected | Rushford | 55971 | Rushford | 2-RE | Residential |  | 2020 | 2020
MiEnergy Cooperative | 118 | 19157 | Co-op | NOVA3480 | 10 | Solar |  |  | Interconnected | Spring Grove | 55974 | Riceford | 2-RC | Residential |  | 2020 | 2020
MiEnergy Cooperative | 118 | 19157 | Co-op | NOVA3497 | 37.5 | Solar |  |  | Interconnected | Lewiston | 55952 | Fremont | 3-LP | Residential |  | 2020 | 2020
MiEnergy Cooperative | 118 | 19157 | Co-op | NOVA35290070 | 12 | Solar |  |  | Interconnected | Caledonia | 55921 | Brownsville | 4-BW | Residential |  | 2016 | 2016
MiEnergy Cooperative | 118 | 19157 | Co-op | NOVA3538 | 37.5 | Solar |  |  | Interconnected | Spring Valley | 55975 | Wilder | 1-WDE | Residential |  | 2020 | 2020
MiEnergy Cooperative | 118 | 19157 | Co-op | NOVA3539 | 11.21 | Solar |  |  | Interconnected | Canton | 55922 | Canton City | 1-CN | Residential |  | 2020 | 2020
MiEnergy Cooperative | 118 | 19157 | Co-op | NOVA3548 | 14.61 | Solar |  |  | Interconnected | Hokah | 55941 | Brownsville | 1-BL | Residential |  | 2020 | 2020
MiEnergy Cooperative | 118 | 19157 | Co-op | NOVA3553 | 19.2 | Solar |  |  | Interconnected | Winona | 55987 | Stockton | 1-SW | Residential |  | 2020 | 2020
MiEnergy Cooperative | 118 | 19157 | Co-op | NOVA3557 | 37.5 | Solar |  |  | Interconnected | Spring Valley | 55975 | Spring Valley | 3-SVW | Residential |  | 2020 | 2020
MiEnergy Cooperative | 118 | 19157 | Co-op | NOVA36190050 | 5.7 | Solar |  |  | Interconnected | Houston | 55943 | Mound Prairie 1 | 4-MH | Residential |  | 2009 | 2009
MiEnergy Cooperative | 118 | 19157 | Co-op | NOVA36230030 | 12 | Solar |  |  | Interconnected | La Crescent | 55947 | Mound Prairie 1 | 3-MB | Residential |  | 2019 | 2019
MiEnergy Cooperative | 118 | 19157 | Co-op | NOVA3628 | 6 | Solar |  |  | Interconnected | Caledonia | 55921 | Brownsville | 1-BL | Residential |  | 2020 | 2020
MiEnergy Cooperative | 118 | 19157 | Co-op | NOVA3668 | 30 | Solar |  |  | Interconnected | La Crescent | 55947 | Pine Creek | 1-PE | Residential |  | 2020 | 2020
MiEnergy Cooperative | 118 | 19157 | Co-op | NOVA3784 | 37.5 | Solar |  |  | Interconnected | Lewiston | 55952 | Stockton | 3-SL | Residential |  | 2020 | 2020
MiEnergy Cooperative | 118 | 19157 | Co-op | NOVA3795 | 10 | Solar |  |  | Interconnected | Rushford | 55971 | Rushford | 3-RR | Residential |  | 2020 | 2020
MiEnergy Cooperative | 118 | 19157 | Co-op | NOVA3796 | 37.5 | Solar |  |  | Interconnected | Mabel | 55954 | Riceford | 4-RH | Residential |  | 2020 | 2020
MiEnergy Cooperative | 118 | 19157 | Co-op | NOVA3860 | 37.5 | Solar |  |  | Interconnected | Houston | 55943 | Houston | 4-HW | Residential |  | 2020 | 2020
MiEnergy Cooperative | 118 | 19157 | Co-op | NOVA3913 | 37.5 | Solar |  |  | Interconnected | Lewiston | 55952 | Lewiston | 2-LTW | Residential |  | 2020 | 2020
MiEnergy Cooperative | 118 | 19157 | Co-op | NOVA3937 | 22.8 | Solar |  |  | Interconnected | Rushford | 55971 | Rushford | 1-RN | Residential |  | 2020 | 2020
MiEnergy Cooperative | 118 | 19157 | Co-op | NOVA40041040 | 5 | Solar |  |  | Interconnected | La Crescent | 55947 | Pine Creek | 1-PE | Residential |  | 2019 | 2019
MiEnergy Cooperative | 118 | 19157 | Co-op | NOVA40050380 | 12.5 | Solar |  |  | Interconnected | La Crescent | 55947 | Pine Creek | 1-PE | Residential |  | 2018 | 2018
MiEnergy Cooperative | 118 | 19157 | Co-op | NOVA40090500 | 6 | Solar |  |  | Interconnected | La Crescent | 55947 | Pine Creek | 1-PE | Residential |  | 2018 | 2018
MiEnergy Cooperative | 118 | 19157 | Co-op | NOVA40090590 | 7.5 | Solar |  |  | Interconnected | La Crescent | 55947 | Pine Creek | 1-PE | Residential |  | 2017 | 2017
MiEnergy Cooperative | 118 | 19157 | Co-op | NOVA40091800 | 10.95 | Solar |  |  | Interconnected | La Crescent | 55947 | Pine Creek | 1-PE | Residential |  | 2017 | 2017
MiEnergy Cooperative | 118 | 19157 | Co-op | NOVA40160630 | 26.4 | Solar |  |  | Interconnected | La Crescent | 55947 | Pine Creek | 1-PE | Residential |  | 2019 | 2019
MiEnergy Cooperative | 118 | 19157 | Co-op | NOVA40170131 | 11.5 | Solar |  |  | Interconnected | La Crescent | 55947 | Pine Creek | 1-PE | Residential |  | 2018 | 2018
MiEnergy Cooperative | 118 | 19157 | Co-op | NOVA4070010 | 16 | Solar |  |  | Interconnected | Stewartville | 55976 | Spring Valley | 1-SVN | Residential |  | 2011 | 2011
MiEnergy Cooperative | 118 | 19157 | Co-op | NOVA41250050 | 8 | Solar |  |  | Interconnected | Utica | 55979 | Fremont | 3-LP | Residential |  | 2008 | 2009
MiEnergy Cooperative | 118 | 19157 | Co-op | NOVA41320110 | 6.02 | Solar |  |  | Interconnected | Chatfield | 55923 | Fremont | 4-L | Residential |  | 2011 | 2011
MiEnergy Cooperative | 118 | 19157 | Co-op | NOVA42010010 | 8 | Solar |  |  | Interconnected | Saint Charles | 55972 | Saint Charles | 1-SC | Residential |  | 2013 | 2013
MiEnergy Cooperative | 118 | 19157 | Co-op | NOVA42020030 | 16.4 | Solar |  |  | Interconnected | Saint Charles | 55972 | Saint Charles | 1-SC | Residential |  | 2018 | 2018
MiEnergy Cooperative | 118 | 19157 | Co-op | NOVA42070030 | 39.2 | Solar |  |  | Interconnected | Saint Charles | 55972 | Saint Charles | 1-SC | Residential |  | 2017 | 2017
MiEnergy Cooperative | 118 | 19157 | Co-op | NOVA42130080 | 38.2 | Solar |  |  | Interconnected | Utica | 55979 | Saint Charles | 1-SC | Residential |  | 2018 | 2019
MiEnergy Cooperative | 118 | 19157 | Co-op | NOVA4220040 | 10 | Wind |  |  | Interconnected | Stewartville | 55976 | Spring Valley | 1-SVN | Residential |  | 2012 | 2012
MiEnergy Cooperative | 118 | 19157 | Co-op | NOVA4220190 | 37.65 | Solar |  |  | Interconnected | Stewartville | 55976 | Spring Valley | 1-SVN | Residential |  | 2014 | 2014
MiEnergy Cooperative | 118 | 19157 | Co-op | NOVA42210160 | 37.5 | Solar |  |  | Interconnected | Saint Charles | 55972 | Saint Charles | 3-PS | Residential |  | 2018 | 2018
MiEnergy Cooperative | 118 | 19157 | Co-op | NOVA42260030 | 10 | Solar |  |  | Interconnected | Saint Charles | 55972 | Saint Charles | 2-SF | Residential |  | 2019 | 2019
MiEnergy Cooperative | 118 | 19157 | Co-op | NOVA42300011 | 37.5 | Solar |  |  | Interconnected | Saint Charles | 55972 | Saint Charles | 3-PS | Residential |  | 2016 | 2016
MiEnergy Cooperative | 118 | 19157 | Co-op | NOVA42300130 | 37.5 | Solar |  |  | Interconnected | Saint Charles | 55972 | Saint Charles | 3-PS | Residential |  | 2019 | 2019
MiEnergy Cooperative | 118 | 19157 | Co-op | NOVA42300140 | 37.5 | Solar |  |  | Interconnected | Saint Charles | 55972 | Saint Charles | 3-PS | Residential |  | 2019 | 2019
MiEnergy Cooperative | 118 | 19157 | Co-op | NOVA42300150 | 37.5 | Solar |  |  | Interconnected | Saint Charles | 55972 | Saint Charles | 3-PS | Residential |  | 2019 | 2019
MiEnergy Cooperative | 118 | 19157 | Co-op | NOVA42300160 | 37.5 | Solar |  |  | Interconnected | Saint Charles | 55972 | Saint Charles | 3-PS | Residential |  | 2019 | 2019
MiEnergy Cooperative | 118 | 19157 | Co-op | NOVA42320120 | 21.6 | Solar |  |  | Interconnected | Saint Charles | 55972 | Saint Charles | 3-PS | Residential |  | 2016 | 2016
MiEnergy Cooperative | 118 | 19157 | Co-op | NOVA43150040 | 12 | Solar |  |  | Interconnected | Saint Charles | 55972 | Saint Charles | 1-SC | Residential |  | 2012 | 2012
MiEnergy Cooperative | 118 | 19157 | Co-op | NOVA43330010 | 36 | Solar |  |  | Interconnected | Saint Charles | 55972 | Saint Charles | 1-SC | Residential |  | 2017 | 2017
MiEnergy Cooperative | 118 | 19157 | Co-op | NOVA45090040 | 10 | Solar |  |  | Interconnected | Lewiston | 55952 | Fremont | 1-LS | Residential |  | 2019 | 2019
MiEnergy Cooperative | 118 | 19157 | Co-op | NOVA45100220 | 12 | Wind |  |  | Interconnected | Utica | 55979 | Fremont | 1-LS | Residential |  | 2011 | 2011
MiEnergy Cooperative | 118 | 19157 | Co-op | NOVA45110010 | 37.5 | Solar |  |  | Interconnected | Lewiston | 55952 | Fremont | 2-LW | Residential |  | 2019 | 2019
MiEnergy Cooperative | 118 | 19157 | Co-op | NOVA45360060 | 39.9 | Wind |  |  | Interconnected | Rushford | 55971 | Rushford | 1-RN | Residential |  | 2010 | 2012
MiEnergy Cooperative | 118 | 19157 | Co-op | NOVA46260100 | 10 | Wind |  |  | Interconnected | Lewiston | 55952 | Fremont | 1-LS | Residential |  | 2015 | 2015
MiEnergy Cooperative | 118 | 19157 | Co-op | NOVA47100010 | 24 | Solar |  |  | Interconnected | Rollingston | 55969 | Stockton | 4-SR | Residential |  | 2018 | 2018
MiEnergy Cooperative | 118 | 19157 | Co-op | NOVA50090040 | 10 | Solar |  |  | Interconnected | Winona | 55987 | Wilson | 3-WL | Residential |  | 2019 | 2019
MiEnergy Cooperative | 118 | 19157 | Co-op | NOVA50120020 | 33.9 | Solar |  |  | Interconnected | Winona | 55987 | Wilson | 1-WS | Residential |  | 2017 | 2017
MiEnergy Cooperative | 118 | 19157 | Co-op | NOVA50120100 | 8 | Solar |  |  | Interconnected | Winona | 55987 | Wilson | 1-WS | Residential |  | 2017 | 2017
MiEnergy Cooperative | 118 | 19157 | Co-op | NOVA50360030 | 37.5 | Solar |  |  | Interconnected | Winona | 55987 | Wilson | 4-NW | Residential |  | 2018 | 2018
MiEnergy Cooperative | 118 | 19157 | Co-op | NOVA51150040 | 3.8 | Solar |  |  | Interconnected | Minnesota City | 55959 | Stockton | 5-STE | Residential |  | 2018 | 2018
MiEnergy Cooperative | 118 | 19157 | Co-op | NOVA5160040 | 39.9 | Solar |  |  | Interconnected | Preston | 55965 | Cherry Grove | 2-CG | Residential |  | 2019 | 2019
MiEnergy Cooperative | 118 | 19157 | Co-op | NOVA53060020 | 38.36 | Solar |  |  | Interconnected | Winona | 55987 | Wilson | 4-NW | Residential |  | 2018 | 2018
MiEnergy Cooperative | 118 | 19157 | Co-op | NOVA53110020 | 19.2 | Solar |  |  | Interconnected | Winona | 55987 | Wilson | 2-WE | Residential |  | 2005 | 2006
MiEnergy Cooperative | 118 | 19157 | Co-op | NOVA53120050 | 2.4 | Wind |  |  | Interconnected | Winona | 55987 | Wilson | 2-WE | Residential |  | 2008 | 2008
MiEnergy Cooperative | 118 | 19157 | Co-op | NOVA53140100 | 36.75 | Solar |  |  | Interconnected | Winona | 55987 | Wilson | 2-WE | Residential |  | 2017 | 2017
MiEnergy Cooperative | 118 | 19157 | Co-op | NOVA53140120 | 7.5 | Solar |  |  | Interconnected | Winona | 55987 | Wilson | 2-WE | Residential |  | 2017 | 2017
MiEnergy Cooperative | 118 | 19157 | Co-op | NOVA53170110 | 7.4 | Solar |  |  | Interconnected | Rushford | 55971 | Wilson | 2-WE | Residential |  | 2018 | 2018
MiEnergy Cooperative | 118 | 19157 | Co-op | NOVA53280010 | 7.67 | Solar |  |  | Interconnected | Houston | 55943 | Wilson | 2-WE | Residential |  | 2018 | 2018
MiEnergy Cooperative | 118 | 19157 | Co-op | NOVA53280020 | 5 | Solar |  |  | Interconnected | Houston | 55943 | Wilson | 2-WE | Residential |  | 2017 | 2017
MiEnergy Cooperative | 118 | 19157 | Co-op | NOVA54180110 | 37.5 | Solar |  |  | Interconnected | Winona | 55987 | Wilson | 1-WS | Residential |  | 2017 | 2018
MiEnergy Cooperative | 118 | 19157 | Co-op | NOVA54200100 | 28.8 | Solar |  |  | Interconnected | Winona | 55987 | Wilson | 1-WS | Residential |  | 2019 | 2019
MiEnergy Cooperative | 118 | 19157 | Co-op | NOVA56180050 | 36 | Other |  |  | Interconnected | Houston | 55943 | Wilson | 2-WE | Residential |  | 2014 | 2015
MiEnergy Cooperative | 118 | 19157 | Co-op | NOVA57050070 | 16.5 | Solar |  |  | Interconnected | Winona | 55987 | Witoka | 4-WW | Residential |  | 2018 | 2018
MiEnergy Cooperative | 118 | 19157 | Co-op | NOVA57080080 | 10 | Wind |  |  | Interconnected | Winona | 55987 | Witoka | 4-WW | Residential |  | 2012 | 2012
MiEnergy Cooperative | 118 | 19157 | Co-op | NOVA57130550 | 12 | Solar |  |  | Interconnected | Winona | 55987 | Witoka | 2-WP | Residential |  | 2016 | 2016
MiEnergy Cooperative | 118 | 19157 | Co-op | NOVA57190090 | 8.35 | Solar |  |  | Interconnected | Winona | 55987 | Witoka | 4-WW | Residential |  | 2017 | 2017
MiEnergy Cooperative | 118 | 19157 | Co-op | NOVA57210110 | 16.5 | Solar |  |  | Interconnected | Winona | 55987 | Witoka | 1-WN | Residential |  | 2017 | 2017
MiEnergy Cooperative | 118 | 19157 | Co-op | NOVA58100080 | 16.5 | Solar |  |  | Interconnected | Dakota | 55925 | Witoka | 2-WP | Residential |  | 2016 | 2016
MiEnergy Cooperative | 118 | 19157 | Co-op | NOVA58260120 | 21.9 | Solar |  |  | Interconnected | La Crescent | 55947 | Pine Creek | 2-PW | Residential |  | 2016 | 2017
MiEnergy Cooperative | 118 | 19157 | Co-op | NOVA58350010 | 37.5 | Solar |  |  | Interconnected | La Crescent | 55947 | Pine Creek | 2-PW | Residential |  | 2015 | 2015
MiEnergy Cooperative | 118 | 19157 | Co-op | NOVA58360010 | 27.5 | Solar |  |  | Interconnected | La Crescent | 55947 | Pine Creek | 2-PW | Residential |  | 2013 | 2013
MiEnergy Cooperative | 118 | 19157 | Co-op | NOVA59340020 | 4 | Solar |  |  | Interconnected | Winona | 55987 | Witoka | 2-WP | Residential |  | 2010 | 2010
MiEnergy Cooperative | 118 | 19157 | Co-op | NOVA6030050 | 36.4 | Solar |  |  | Interconnected | Wykoff | 55990 | Spring Valley | 2-SVE | Residential |  | 2019 | 2019
MiEnergy Cooperative | 118 | 19157 | Co-op | NOVA60320030 | 12 | Solar |  |  | Interconnected | La Crescent | 55947 | Pine Creek | 1-PE | Residential |  | 2011 | 2011
MiEnergy Cooperative | 118 | 19157 | Co-op | NOVA7010010 | 30 | Solar |  |  | Interconnected | Fountain | 55935 | Fountain | 4-FW | Residential |  | 2019 | 2019
MiEnergy Cooperative | 118 | 19157 | Co-op | NOVA7110040 | 30.2 | Solar |  |  | Interconnected | Wykoff | 55990 | Fountain | 4-FW | Residential |  | 2018 | 2018
MiEnergy Cooperative | 118 | 19157 | Co-op | NOVA78310210 | 5.45 | Solar |  |  | Interconnected | Winona | 55987 | Stockton | 1-SW | Residential |  | 2016 | 2016
MiEnergy Cooperative | 118 | 19157 | Co-op | NOVA78330305 | 8.4 | Solar |  |  | Interconnected | Winona | 55987 | Wilson | 1-WS | Residential |  | 2018 | 2018
MiEnergy Cooperative | 118 | 19157 | Co-op | NOVA83254100 | 12.6 | Solar |  |  | Interconnected | Brownsville | 55919 | Brownsville | 2-BB | Residential |  | 2018 | 2018
MiEnergy Cooperative | 118 | 19157 | Co-op | NOVA83254190 | 9.5 | Solar |  |  | Interconnected | Brownsville | 55919 | Brownsville | 2-BB | Residential |  | 2018 | 2018
MiEnergy Cooperative | 118 | 19157 | Co-op | NOVA85007755 | 4 | Solar |  |  | Interconnected | Chatfield | 55923 | Chosen Valley | 1-CHV | Residential |  | 2012 | 2012
MiEnergy Cooperative | 118 | 19157 | Co-op | NOVA85008075 | 9.6 | Solar |  |  | Interconnected | Lewiston | 55952 | Lewiston | 4-LTT | Residential |  | 2018 | 2018
MiEnergy Cooperative | 118 | 19157 | Co-op | NOVA85008263 | 5 | Solar |  |  | Interconnected | Lewiston | 55952 | Lewiston | 4-LTT | Residential |  | 2016 | 2016
MiEnergy Cooperative | 118 | 19157 | Co-op | NOVA85008762 | 20 | Wind |  |  | Interconnected | Lewiston | 55952 | Lewiston | 3-LTS | Residential |  | 2003 | 2003
MiEnergy Cooperative | 118 | 19157 | Co-op | NOVA85008763 | 4 | Solar |  |  | Interconnected | Rushford | 55971 | Wilson | 5-WR | Residential |  | 2005 | 2005
MiEnergy Cooperative | 118 | 19157 | Co-op | NOVA85008764 | 0.38 | Solar |  |  | Interconnected | Lewiston | 55952 | Lewiston | 4-LTT | Residential |  | 2015 | 2015
MiEnergy Cooperative | 118 | 19157 | Co-op | NOVA85009207 | 16.2 | Solar |  |  | Interconnected | Saint Charles | 55972 | Saint Charles | 1-SC | Residential |  | 2017 | 2018
MiEnergy Cooperative | 118 | 19157 | Co-op | NOVA85009212 | 37.5 | Solar |  |  | Interconnected | Saint Charles | 55972 | Saint Charles | 1-SC | Residential |  | 2018 | 2018
MiEnergy Cooperative | 118 | 19157 | Co-op | NOVA85009249 | 20.35 | Solar |  |  | Interconnected | Saint Charles | 55972 | Saint Charles | 1-SC | Residential |  | 2019 | 2019
MiEnergy Cooperative | 118 | 19157 | Co-op | NOVA85009254 | 17.6 | Solar |  |  | Interconnected | Saint Charles | 55972 | Saint Charles | 1-SC | Residential |  | 2018 | 2018
MiEnergy Cooperative | 118 | 19157 | Co-op | NOVA85009269 | 9 | Solar |  |  | Interconnected | Saint Charles | 55972 | Saint Charles | 1-SC | Residential |  | 2014 | 2015
MiEnergy Cooperative | 118 | 19157 | Co-op | NOVA85009270 | 20 | Solar |  |  | Interconnected | Saint Charles | 55972 | Saint Charles | 1-SC | Residential |  | 2014 | 2015
MiEnergy Cooperative | 118 | 19157 | Co-op | NOVA85009785 | 19.6 | Solar |  |  | Interconnected | Utica | 55979 | Lewiston | 2-LTW | Residential |  | 2018 | 2018
MiEnergy Cooperative | 118 | 19157 | Co-op | NOVA85420601 | 24 | Solar |  |  | Interconnected | Saint Charles | 55972 | Saint Charles | 1-SC | Residential |  | 2016 | 2016
MiEnergy Cooperative | 118 | 19157 | Co-op | NOVA85431702 | 39.3 | Solar |  |  | Interconnected | Saint Charles | 55972 | Saint Charles | 1-SC | Residential |  | 2016 | 2017
MiEnergy Cooperative | 118 | 19157 | Co-op | NOVA85473001 | 38.6 | Solar |  |  | Interconnected | Altura | 55910 | Lewiston | 2-LTW | Residential |  | 2017 | 2017
MiEnergy Cooperative | 118 | 19157 | Co-op | NOVA9060090 | 39.9 | Wind |  |  | Interconnected | Preston | 55965 | Granger | 3-GC | Residential |  | 2012 | 2012
MiEnergy Cooperative | 118 | 19157 | Co-op | NOVA9160030 | 1.6 | Solar |  |  | Interconnected | Preston | 55965 | Granger | 3-GC | Residential |  | 2008 | 2008
MiEnergy Cooperative | 118 | 19157 | Co-op | NOVA1283 | 37.5 | Solar |  |  | Withdrawn | Spring Valley | 55975 |  |  |  |  | 2019
MiEnergy Cooperative | 118 | 19157 | Co-op | NOVA1389 | 34.2 | Solar |  |  | Withdrawn | Houston | 55943 | Houston | 3-HS | Residential |  | 2019
MiEnergy Cooperative | 118 | 19157 | Co-op | NOVA2264 | 37.5 | Solar |  |  | Withdrawn | Saint Charles | 55975 | Saint Charles | 3-PS | Residential |  | 2019
MiEnergy Cooperative | 118 | 19157 | Co-op | NOVA2266 | 37.5 | Solar |  |  | Withdrawn | Saint Charles | 55975 | Saint Charles | 3-PS | Residential |  | 2019
MiEnergy Cooperative | 118 | 19157 | Co-op | NOVA2269 | 2000 | Solar |  |  | Withdrawn | Lanesboro | 55949 | Peterson | 2-PR | Utility |  | 2019
MiEnergy Cooperative | 118 | 19157 | Co-op | NOVA2751 | 10 | Solar |  |  | Withdrawn | Houston | 55943 | Rushford | 3-RR | Residential |  | 2020
MiEnergy Cooperative | 118 | 19157 | Co-op | NOVA3186 | 30 | Solar |  |  | Withdrawn | Spring Valley | 55972 | Spring Valley | 2-SVE | Residential |  | 2020
MiEnergy Cooperative | 118 | 19157 | Co-op | NOVA3578 | 7.6 | Solar |  |  | Withdrawn | Racine | 55967 | Spring Valley | 1-SVN | Residential |  | 2020
MiEnergy Cooperative | 118 | 19157 | Co-op | NOVA3660 | 33.6 | Solar |  |  | Withdrawn | Chatfield | 55923 | Fountain | 1-FN | Residential |  | 2020
Mille Lacs Energy Cooperative | 21 | 12546 | Co-op | 14-03-004 | 14.58 | Solar |  |  | Interconnected | Palisade | 56469 | 8 | 3 | Residential | n/a |  | 2014
Mille Lacs Energy Cooperative | 21 | 12546 | Co-op | 27-13-006 | 5.76 | Solar |  |  | Interconnected | Palisade | 56469 | 8 | 1 | Commercial | n/a |  | 2012
Mille Lacs Energy Cooperative | 21 | 12546 | Co-op | 27-13-007 | 5.5 | Solar |  |  | Interconnected | Palisade | 56469 | 8 | 1 | Commercial | n/a |  | 2015
Mille Lacs Energy Cooperative | 21 | 12546 | Co-op | 27-60-003 | 15 | Solar |  |  | Interconnected | Aitkin | 56431 | 1 | 3 | Residential | n/a |  | 2017
Mille Lacs Energy Cooperative | 21 | 12546 | Co-op | 28-51-011 | 3.87 | Solar |  |  | Interconnected | Mcgregor | 55760 | 9 | 3 | Residential | n/a |  | 2011
Mille Lacs Energy Cooperative | 21 | 12546 | Co-op | 30-51-043 | 1.2 | Wind |  |  | Interconnected | Mcgregor | 55760 | 9 | 2 | Commercial | n/a |  | 2009
Mille Lacs Energy Cooperative | 21 | 12546 | Co-op | 39-64-016 | 7.6 | Solar |  |  | Interconnected | Aitkin | 56431 | 3 | 2 | Residential | n/a | 2018 | 2018
Mille Lacs Energy Cooperative | 21 | 12546 | Co-op | 40-34-002 | 7.6 | Solar |  |  | Interconnected | Aitkin | 56431 | 3 | 4 | Residential | n/a |  | 2016
Mille Lacs Energy Cooperative | 21 | 12546 | Co-op | 40-62-004 | 6 | Solar |  |  | Interconnected | Aitkin | 56431 | 3 | 4 | Residential | n/a |  | 2017
Mille Lacs Energy Cooperative | 21 | 12546 | Co-op | 40-68-002 | 1.92 | Solar |  |  | Interconnected | Aitkin | 56431 | 3 | 4 | Residential | n/a |  | 2013
Mille Lacs Energy Cooperative | 21 | 12546 | Co-op | 48-56-006 | 8.2 | Solar |  |  | Interconnected | Aitkin | 56431 | 3 | 1 | Residential | n/a |  | 2015
Mille Lacs Energy Cooperative | 21 | 12546 | Co-op | 48-59-037 | 15 | Solar |  |  | Interconnected | Aitkin | 56431 | 5 | 6 | Residential | n/a |  | 2011
Mille Lacs Energy Cooperative | 21 | 12546 | Co-op | 52-20-001 | 14.9 | Solar |  |  | Interconnected | Brainerd | 56401 | 5 | 7 | Residential | n/a |  | 2012
Mille Lacs Energy Cooperative | 21 | 12546 | Co-op | 52-20-014 | 2.76 | Solar |  |  | Interconnected | Brainerd | 56401 | 5 | 7 | Residential | n/a |  | 2012
Mille Lacs Energy Cooperative | 21 | 12546 | Co-op | 52-91-008 | 1.84 | Solar |  |  | Interconnected | Aitkin | 56431 | 5 | 6 | Residential | n/a |  | 2010
Mille Lacs Energy Cooperative | 21 | 12546 | Co-op | 60-55-077 | 3 | Solar |  |  | Interconnected | Onamia | 56359 | 10 | 3 | Commercial | n/a |  | 2008
Mille Lacs Energy Cooperative | 21 | 12546 | Co-op | MLEC0001 | 22.8 | Solar |  |  | Interconnected | Garrison | 56450 | 5 | 7 | Residential | n/a | 2019 | 2019
Mille Lacs Energy Cooperative | 21 | 12546 | Co-op | MLEC0002 | 3.8 | Solar |  |  | Interconnected | Aitkin | 56431 | 3 | 4 | Residential | n/a | 2019 | 2019
Mille Lacs Energy Cooperative | 21 | 12546 | Co-op | MLEC0003 | 20 | Solar |  |  | Interconnected | Aitkin | 56431 | 1 | 3 | Community Solar Garden | n/a | 2015 | 2015
Mille Lacs Energy Cooperative | 21 | 12546 | Co-op | NOVA1169 | 10 | Solar |  |  | Interconnected | Aitkin | 56431 | 1 | 3 | Residential | n/a | 2019 | 2019
Mille Lacs Energy Cooperative | 21 | 12546 | Co-op | NOVA1333 | 8.64 | Solar |  |  | Interconnected | Aitkin | 56431 | 3 | 4 | Residential | n/a | 2019 | 2019
Mille Lacs Energy Cooperative | 21 | 12546 | Co-op | NOVA1586 | 15.2 | Solar |  |  | Interconnected | Aitkin | 56431 | 1 | 3 | Residential | n/a | 2019 | 2019
Mille Lacs Energy Cooperative | 21 | 12546 | Co-op | NOVA2513 | 7.6 | Solar |  |  | Interconnected | Onamia | 56359 | 6 | 6 | Residential | n/a | 2019 | 2019
Mille Lacs Energy Cooperative | 21 | 12546 | Co-op | NOVA3178 | 2.4 | Solar |  |  | Interconnected | Aitkin | 56431 | 3 | 2 | Residential | n/a | 2020 | 2020
Mille Lacs Energy Cooperative | 21 | 12546 | Co-op | NOVA3704 | 7.96 | Solar |  |  | Interconnected | Isle | 56342 | 7 | 2 | Residential | n/a | 2020 | 2020
Minnesota Power | 68 | 12647 | IOU | S-080 | 2.11 | Solar |  |  | Decommissioned | Park Rapids | 56470 | PKR | 1 | Residential | SolarSense |  | 2011
Minnesota Power | 68 | 12647 | IOU | MP Solar Garden 1 | 40 | Solar |  |  | Interconnected | Duluth | 55811 | SLA | 250 | Community Solar Garden |  |  | 2016
Minnesota Power | 68 | 12647 | IOU | MP Solar Garden 2 | 1000 | Solar |  |  | Interconnected | Wrenshall | 55797 | WRN | 411 | Community Solar Garden |  |  | 2017
Minnesota Power | 68 | 12647 | IOU | S-002 | 2.4 | Solar |  |  | Interconnected | Duluth | 55802 | FOR | 263 | Commercial |  |  | 2003
Minnesota Power | 68 | 12647 | IOU | S-003 | 2.8 | Solar |  |  | Interconnected | Duluth | 55810 | FIF | 220 | Commercial |  |  | 2003
Minnesota Power | 68 | 12647 | IOU | S-004 | 13.12 | Solar |  |  | Interconnected | Duluth | 55803 | COL | 240 | Commercial |  |  | 2003
Minnesota Power | 68 | 12647 | IOU | S-005 | 2.97 | Solar |  |  | Interconnected | Duluth | 55807 | LSP | 282 | Commercial |  |  | 2004
Minnesota Power | 68 | 12647 | IOU | S-006 | 1.92 | Solar |  |  | Interconnected | Pine River | 56474 | SPR | 1 | Residential | SolarSense |  | 2004
Minnesota Power | 68 | 12647 | IOU | S-007 | 1.02 | Solar |  |  | Interconnected | Duluth | 55811 | HNS | 236 | Residential |  |  | 2004
Minnesota Power | 68 | 12647 | IOU | S-009 | 1.8 | Solar |  |  | Interconnected | Duluth | 55810 | CLQ | 409 | Residential | SolarSense |  | 2004
Minnesota Power | 68 | 12647 | IOU | S-010 | 2.53 | Solar |  |  | Interconnected | Duluth | 55803 | COL | 240 | Residential | SolarSense |  | 2004
Minnesota Power | 68 | 12647 | IOU | S-012 | 2.53 | Solar |  |  | Interconnected | Duluth | 55804 | FRR | 276 | Residential | SolarSense |  | 2004
Minnesota Power | 68 | 12647 | IOU | S-013 | 2.16 | Solar |  |  | Interconnected | Duluth | 55804 | FRR | 275 | Residential | SolarSense |  | 2004
Minnesota Power | 68 | 12647 | IOU | S-014 | 1.77 | Solar |  |  | Interconnected | Duluth | 55802 | FIF | 260 | Residential | SolarSense |  | 2004
Minnesota Power | 68 | 12647 | IOU | S-015 | 1.5 | Solar |  |  | Interconnected | Duluth | 55806 | TFW | 243 | Residential | SolarSense |  | 2004
Minnesota Power | 68 | 12647 | IOU | S-016 | 2.67 | Solar |  |  | Interconnected | Duluth | 55803 | COL | 240 | Residential | SolarSense |  | 2004
Minnesota Power | 68 | 12647 | IOU | S-017 | 2.53 | Solar |  |  | Interconnected | Cloquet | 55720 | CLQ | 409 | Residential | SolarSense |  | 2004
Minnesota Power | 68 | 12647 | IOU | S-019 | 2.53 | Solar |  |  | Interconnected | Esko | 55733 | CLQ | 410 | Residential | SolarSense |  | 2004
Minnesota Power | 68 | 12647 | IOU | S-020 | 1.4 | Solar |  |  | Interconnected | Crosby | 56441 | CTD | 1 | Residential | SolarSense |  | 2005
Minnesota Power | 68 | 12647 | IOU | S-021 | 2.53 | Solar |  |  | Interconnected | Duluth | 55804 | COL | 245 | Residential |  |  | 2005
Minnesota Power | 68 | 12647 | IOU | S-022 | 2.53 | Solar |  |  | Interconnected | Carlton | 55718 | WRN | 411 | Residential | SolarSense |  | 2005
Minnesota Power | 68 | 12647 | IOU | S-023 | 2.17 | Solar |  |  | Interconnected | Ironton | 56455 | IRN | 1 | Residential | SolarSense |  | 2005
Minnesota Power | 68 | 12647 | IOU | S-024 | 1.02 | Solar |  |  | Interconnected | Walker | 56484 | WBK | 1 | Residential | SolarSense |  | 2005
Minnesota Power | 68 | 12647 | IOU | S-025 | 1.22 | Solar |  |  | Interconnected | Deerwood | 56444 | DHY | 1 | Residential |  |  | 2005
Minnesota Power | 68 | 12647 | IOU | S-026 | 2.67 | Solar |  |  | Interconnected | Duluth | 55803 | FRR | 275 | Commercial | SolarSense |  | 2005
Minnesota Power | 68 | 12647 | IOU | S-027 | 2.05 | Solar |  |  | Interconnected | Duluth | 55804 | COL | 242 | Residential | SolarSense |  | 2006
Minnesota Power | 68 | 12647 | IOU | S-028 | 2.72 | Solar |  |  | Interconnected | Duluth | 55805 | NIN | 246 | Commercial | SolarSense |  | 2006
Minnesota Power | 68 | 12647 | IOU | S-029 | 2.7 | Solar |  |  | Interconnected | Duluth | 55811 | RGV | 254 | Residential | SolarSense |  | 2006
Minnesota Power | 68 | 12647 | IOU | S-030 | 5.4 | Solar |  |  | Interconnected | Ironton | 56455 | DHY | 1 | Residential | SolarSense |  | 2006
Minnesota Power | 68 | 12647 | IOU | S-031 | 4.34 | Solar |  |  | Interconnected | Duluth | 55803 | COL | 240 | Residential | SolarSense |  | 2006
Minnesota Power | 68 | 12647 | IOU | S-032 | 2.67 | Solar |  |  | Interconnected | Ely | 55731 | STC | 2 | Residential | SolarSense |  | 2006
Minnesota Power | 68 | 12647 | IOU | S-033 | 8.85 | Solar |  |  | Interconnected | Duluth | 55806 | FIF | 220 | Commercial | SolarSense |  | 2006
Minnesota Power | 68 | 12647 | IOU | S-035 | 2.8 | Solar |  |  | Interconnected | Duluth | 55803 | COL | 240 | Residential | SolarSense |  | 2006
Minnesota Power | 68 | 12647 | IOU | S-036 | 2.08 | Solar |  |  | Interconnected | Duluth | 55804 | COL | 244 | Residential | SolarSense |  | 2007
Minnesota Power | 68 | 12647 | IOU | S-037 | 2.08 | Solar |  |  | Interconnected | Duluth | 55806 | FIF | 230 | Residential | SolarSense |  | 2007
Minnesota Power | 68 | 12647 | IOU | S-038 | 7 | Solar |  |  | Interconnected | Duluth | 55802 | FOR | 262 | Residential |  |  | 2007
Minnesota Power | 68 | 12647 | IOU | S-039 | 3.15 | Solar |  |  | Interconnected | Duluth | 55803 | RGV | 253 | Residential | SolarSense |  | 2007
Minnesota Power | 68 | 12647 | IOU | S-040 | 3.2 | Solar |  |  | Interconnected | Duluth | 55806 | FIF | 230 | Residential | SolarSense |  | 2007
Minnesota Power | 68 | 12647 | IOU | S-041 | 5.07 | Solar |  |  | Interconnected | Sebeka | 56477 | SEB | 1 | Commercial | SolarSense |  | 2007
Minnesota Power | 68 | 12647 | IOU | S-043 | 4.2 | Solar |  |  | Interconnected | Duluth | 55804 | COL | 240 | Residential | SolarSense |  | 2008
Minnesota Power | 68 | 12647 | IOU | S-044 | 2.6 | Solar |  |  | Interconnected | Esko | 55733 | MDY | 277 | Residential | SolarSense |  | 2008
Minnesota Power | 68 | 12647 | IOU | S-045 | 3.6 | Solar |  |  | Interconnected | Duluth | 55804 | COL | 241 | Residential | SolarSense |  | 2008
Minnesota Power | 68 | 12647 | IOU | S-046 | 3.6 | Solar |  |  | Interconnected | Carlton | 55718 | MAH | 6411 | Residential | SolarSense |  | 2008
Minnesota Power | 68 | 12647 | IOU | S-047 | 1.44 | Solar |  |  | Interconnected | Crosby | 56441 | DER | 2 | Commercial | SolarSense |  | 2008
Minnesota Power | 68 | 12647 | IOU | S-048 | 3.69 | Solar |  |  | Interconnected | Barnum | 55707 | BAR | 6421 | Residential | SolarSense |  | 2008
Minnesota Power | 68 | 12647 | IOU | S-050 | 1.95 | Solar |  |  | Interconnected | Verndale | 56481 | VND | 1 | Commercial | SolarSense |  | 2008
Minnesota Power | 68 | 12647 | IOU | S-051 | 3.15 | Solar |  |  | Interconnected | Cloquet | 55720 | CLQ | 409 | Commercial | SolarSense |  | 2009
Minnesota Power | 68 | 12647 | IOU | S-052 | 5.8 | Solar |  |  | Interconnected | Duluth | 55812 | COL | 242 | Commercial | SolarSense |  | 2009
Minnesota Power | 68 | 12647 | IOU | S-053 | 7.38 | Solar |  |  | Interconnected | Cloquet | 55720 | CLQ | 406 | Commercial | SolarSense |  | 2009
Minnesota Power | 68 | 12647 | IOU | S-054 | 1.2 | Solar |  |  | Interconnected | Chisholm | 55719 | BAL | 1 | Residential | SolarSense |  | 2009
Minnesota Power | 68 | 12647 | IOU | S-055 | 2.88 | Solar |  |  | Interconnected | Cohasset | 55721 | LGW | 335 | Commercial | SolarSense |  | 2009
Minnesota Power | 68 | 12647 | IOU | S-056 | 9.84 | Solar |  |  | Interconnected | Chisholm | 55719 | CHL | 3 | Commercial | SolarSense |  | 2009
Minnesota Power | 68 | 12647 | IOU | S-057 | 2.05 | Solar |  |  | Interconnected | Duluth | 55804 | FRR | 276 | Commercial | SolarSense |  | 2009
Minnesota Power | 68 | 12647 | IOU | S-058 | 2.85 | Solar |  |  | Interconnected | Duluth | 55804 | FRR | 276 | Residential | SolarSense |  | 2009
Minnesota Power | 68 | 12647 | IOU | S-059 | 2.46 | Solar |  |  | Interconnected | Browerville | 56438 | BRW | 2 | Residential | SolarSense |  | 2009
Minnesota Power | 68 | 12647 | IOU | S-060 | 5.53 | Solar |  |  | Interconnected | Grey Eagle | 56336 | GES | 1 | Residential | SolarSense |  | 2009
Minnesota Power | 68 | 12647 | IOU | S-061 | 2.1 | Solar |  |  | Interconnected | Verndale | 56481 | VND | 1 | Residential | SolarSense |  | 2009
Minnesota Power | 68 | 12647 | IOU | S-062 | 0.92 | Solar |  |  | Interconnected | Kinney | 55758 | VRG | 302 | Residential | SolarSense |  | 2010
Minnesota Power | 68 | 12647 | IOU | S-063 | 2.8 | Solar |  |  | Interconnected | Menagha | 56464 | SLS | 1 | Commercial | SolarSense |  | 2010
Minnesota Power | 68 | 12647 | IOU | S-064 | 3.58 | Solar |  |  | Interconnected | Duluth | 55803 | COL | 240 | Residential | SolarSense |  | 2010
Minnesota Power | 68 | 12647 | IOU | S-065 | 6 | Solar |  |  | Interconnected | Duluth | 55812 | COL | 242 | Commercial | SolarSense |  | 2010
Minnesota Power | 68 | 12647 | IOU | S-066 | 5.04 | Solar |  |  | Interconnected | Cloquet | 55720 | CQB | 6301 | Residential | SolarSense |  | 2010
Minnesota Power | 68 | 12647 | IOU | S-067 | 2.16 | Solar |  |  | Interconnected | Pengilly | 55775 | NAS | 319 | Residential | SolarSense |  | 2010
Minnesota Power | 68 | 12647 | IOU | S-068 | 5.46 | Solar |  |  | Interconnected | Duluth | 55806 | FIF | 230 | Residential | SolarSense |  | 2010
Minnesota Power | 68 | 12647 | IOU | S-069 | 2.9 | Solar |  |  | Interconnected | Cloquet | 55720 | CLQ | 409 | Residential | SolarSense |  | 2010
Minnesota Power | 68 | 12647 | IOU | S-070 | 10 | Solar |  |  | Interconnected | Gilbert | 55741 | OHV | 1 | Commercial | SolarSense |  | 2010
Minnesota Power | 68 | 12647 | IOU | S-071 | 10 | Solar |  |  | Interconnected | Gilbert | 55741 | OHV | 1 | Commercial | SolarSense |  | 2010
Minnesota Power | 68 | 12647 | IOU | S-072 | 11.56 | Solar |  |  | Interconnected | Sebeka | 56464 | SLS | 1 | Commercial | SolarSense |  | 2010
Minnesota Power | 68 | 12647 | IOU | S-073 | 12.25 | Solar |  |  | Interconnected | Cloquet | 55720 | CLQ | 409 | Commercial | SolarSense |  | 2010
Minnesota Power | 68 | 12647 | IOU | S-074 | 1.6 | Solar |  |  | Interconnected | Duluth | 55802 | FIF | 220 | Commercial | SolarSense |  | 2010
Minnesota Power | 68 | 12647 | IOU | S-075 | 1.44 | Solar |  |  | Interconnected | Duluth | 55804 | FRR | 275 | Residential | SolarSense |  | 2010
Minnesota Power | 68 | 12647 | IOU | S-076 | 5.75 | Solar |  |  | Interconnected | Little Falls | 56345 | CRS | 1 | Residential | SolarSense |  | 2011
Minnesota Power | 68 | 12647 | IOU | S-077 | 3.5 | Solar |  |  | Interconnected | Verndale | 56481 | VND | 1 | Residential | SolarSense |  | 2011
Minnesota Power | 68 | 12647 | IOU | S-078 | 2.4 | Solar |  |  | Interconnected | Duluth | 55806 | FIF | 230 | Residential | SolarSense |  | 2011
Minnesota Power | 68 | 12647 | IOU | S-079 | 8.4 | Solar |  |  | Interconnected | Carlton | 55718 | MAH | 6411 | Residential | SolarSense |  | 2011
Minnesota Power | 68 | 12647 | IOU | S-081 | 10 | Solar |  |  | Interconnected | Royalton | 56373 | ROY | 1 | Commercial | SolarSense |  | 2011
Minnesota Power | 68 | 12647 | IOU | S-082 | 7.5 | Solar |  |  | Interconnected | Tower | 55790 | TWN | 2 | Commercial | SolarSense |  | 2012
Minnesota Power | 68 | 12647 | IOU | S-083 | 9.47 | Solar |  |  | Interconnected | International Falls | 56649 | INF | 1 | Residential | SolarSense |  | 2012
Minnesota Power | 68 | 12647 | IOU | S-084 | 6.08 | Solar |  |  | Interconnected | Duluth | 55805 | SND | 217 | Commercial | SolarSense |  | 2012
Minnesota Power | 68 | 12647 | IOU | S-085 | 5 | Solar |  |  | Interconnected | Sandstone | 55072 | SAN | 452 | Residential | SolarSense |  | 2012
Minnesota Power | 68 | 12647 | IOU | S-086 | 2.88 | Solar |  |  | Interconnected | Duluth | 55802 | FIF | 260 | Residential | SolarSense |  | 2012
Minnesota Power | 68 | 12647 | IOU | S-087 | 7.68 | Solar |  |  | Interconnected | Burtrum | 56318 | PPL | 514 | Residential | SolarSense |  | 2012
Minnesota Power | 68 | 12647 | IOU | S-088 | 9.6 | Solar |  |  | Interconnected | Duluth | 55811 | CBL | 214 | Residential | SolarSense |  | 2012
Minnesota Power | 68 | 12647 | IOU | S-089 | 5.76 | Solar |  |  | Interconnected | Duluth | 55804 | FRR | 276 | Residential | SolarSense |  | 2012
Minnesota Power | 68 | 12647 | IOU | S-090 | 3.43 | Solar |  |  | Interconnected | Ely | 55731 | STC | 2 | Residential | SolarSense |  | 2012
Minnesota Power | 68 | 12647 | IOU | S-091 | 9.55 | Solar |  |  | Interconnected | Duluth | 55810 | MDY | 277 | Residential | SolarSense |  | 2012
Minnesota Power | 68 | 12647 | IOU | S-092 | 4.56 | Solar |  |  | Interconnected | Duluth | 55811 | HNS | 236 | Residential | SolarSense |  | 2012
Minnesota Power | 68 | 12647 | IOU | S-093 | 9.6 | Solar |  |  | Interconnected | Wrenshall | 55797 | WRN | 411 | Residential | SolarSense |  | 2012
Minnesota Power | 68 | 12647 | IOU | S-094 | 3.5 | Solar |  |  | Interconnected | Verndale | 56481 | VND | 1 | Residential | SolarSense |  | 2012
Minnesota Power | 68 | 12647 | IOU | S-095 | 10.29 | Solar |  |  | Interconnected | Royalton | 56373 | ROY | 2 | Residential | SolarSense |  | 2012
Minnesota Power | 68 | 12647 | IOU | S-096 | 4.32 | Solar |  |  | Interconnected | Duluth | 55803 | COL | 240 | Residential | SolarSense |  | 2012
Minnesota Power | 68 | 12647 | IOU | S-097 | 3.44 | Solar |  |  | Interconnected | Sebeka | 56477 | SEB | 1 | Residential | SolarSense |  | 2012
Minnesota Power | 68 | 12647 | IOU | S-098 | 11.4 | Solar |  |  | Interconnected | Eveleth | 55734 | VRG | 303 | Commercial | SolarSense |  | 2012
Minnesota Power | 68 | 12647 | IOU | S-099 | 5.1 | Solar |  |  | Interconnected | Duluth | 55803 | RGV | 253 | Residential | SolarSense |  | 2012
Minnesota Power | 68 | 12647 | IOU | S-100 | 4.59 | Solar |  |  | Interconnected | Duluth | 55811 | PLR | 214 | Residential | SolarSense |  | 2013
Minnesota Power | 68 | 12647 | IOU | S-101 | 1.02 | Solar |  |  | Interconnected | Sebeka | 56464 | MEN | 1 | Commercial | SolarSense |  | 2013
Minnesota Power | 68 | 12647 | IOU | S-102 | 6 | Solar |  |  | Interconnected | Hinckley | 55037 | SAN | 452 | Residential |  |  | 2013
Minnesota Power | 68 | 12647 | IOU | S-103 | 4.08 | Solar |  |  | Interconnected | Hermantown | 55810 | MDY | 278 | Residential | SolarSense |  | 2013
Minnesota Power | 68 | 12647 | IOU | S-104 | 39.36 | Solar |  |  | Interconnected | Grand Rapids | 55744 | TWN | 2 | Commercial |  |  | 2013
Minnesota Power | 68 | 12647 | IOU | S-106 | 4.86 | Solar |  |  | Interconnected | Duluth | 55811 | CBL | 214 | Residential | SolarSense |  | 2013
Minnesota Power | 68 | 12647 | IOU | S-107 | 8.16 | Solar |  |  | Interconnected | Little Falls | 56345 | CRS | 1 | Residential |  |  | 2013
Minnesota Power | 68 | 12647 | IOU | S-108 | 26 | Solar |  |  | Interconnected | Soudan | 55731 | TWN | 1 | Commercial |  |  | 2013
Minnesota Power | 68 | 12647 | IOU | S-109 | 6 | Solar |  |  | Interconnected | Duluth | 55811 | SLA | 257 | Commercial | SolarSense |  | 2013
Minnesota Power | 68 | 12647 | IOU | S-110 | 1.5 | Solar |  |  | Interconnected | Duluth | 55810 | HNS | 236 | Residential |  |  | 2013
Minnesota Power | 68 | 12647 | IOU | S-111 | 5 | Solar |  |  | Interconnected | Hermantown | 55810 | MDY | 278 | Residential | SolarSense |  | 2013
Minnesota Power | 68 | 12647 | IOU | S-112 | 10.78 | Solar |  |  | Interconnected | Pierz | 56364 | LFL | 526 | Residential | SolarSense |  | 2013
Minnesota Power | 68 | 12647 | IOU | S-113 | 5.56 | Solar |  |  | Interconnected | Grey Eagle | 56336 | GES | 1 | Residential | SolarSense |  | 2013
Minnesota Power | 68 | 12647 | IOU | S-114 | 3.48 | Solar |  |  | Interconnected | Duluth | 55811 | SLA | 250 | Residential | SolarSense |  | 2013
Minnesota Power | 68 | 12647 | IOU | S-115 | 4.68 | Solar |  |  | Interconnected | Duluth | 55804 | FRR | 275 | Residential | SolarSense |  | 2013
Minnesota Power | 68 | 12647 | IOU | S-116 | 5 | Solar |  |  | Interconnected | Willow River | 55795 | DEN | 6431 | Residential | SolarSense |  | 2014
Minnesota Power | 68 | 12647 | IOU | S-117 | 8 | Solar |  |  | Interconnected | Carlton | 55718 | WRN | 411 | Residential | SolarSense |  | 2014
Minnesota Power | 68 | 12647 | IOU | S-118 | 9.9 | Solar |  |  | Interconnected | Wrenshall | 55797 | WRN | 411 | Residential | SolarSense |  | 2014
Minnesota Power | 68 | 12647 | IOU | S-119 | 7.5 | Solar |  |  | Interconnected | Ely | 55731 | STC | 2 | Residential | SolarSense |  | 2014
Minnesota Power | 68 | 12647 | IOU | S-120 | 8 | Solar |  |  | Interconnected | Silver Bay | 55614 | SBT | 4302 | Residential | SolarSense |  | 2014
Minnesota Power | 68 | 12647 | IOU | S-121 | 13.1 | Solar |  |  | Interconnected | Upsala | 56340 | UPS | 1 | Residential | SolarSense |  | 2014
Minnesota Power | 68 | 12647 | IOU | S-122 | 15.01 | Solar |  |  | Interconnected | Little Falls | 55760 | LFL | 529 | Residential | SolarSense |  | 2014
Minnesota Power | 68 | 12647 | IOU | S-123 | 39.36 | Solar |  |  | Interconnected | Pierz | 56364 | PZG | 2 | Commercial | Made in MN |  | 2014
Minnesota Power | 68 | 12647 | IOU | S-124 | 4.92 | Solar |  |  | Interconnected | Duluth | 55803 | COL | 240 | Residential | Made in MN |  | 2014
Minnesota Power | 68 | 12647 | IOU | S-125 | 3.28 | Solar |  |  | Interconnected | Duluth | 55810 | FRR | 275 | Residential | Made in MN |  | 2014
Minnesota Power | 68 | 12647 | IOU | S-126 | 12 | Solar |  |  | Interconnected | Bowlus | 56314 | UPS | 1 | Residential |  |  | 2014
Minnesota Power | 68 | 12647 | IOU | S-127 | 4.92 | Solar |  |  | Interconnected | Royalton | 56373 | ROY | 2 | Residential | Made in MN |  | 2014
Minnesota Power | 68 | 12647 | IOU | S-128 | 9.84 | Solar |  |  | Interconnected | Nisswa | 56468 | NWG | 1 | Residential |  |  | 2014
Minnesota Power | 68 | 12647 | IOU | S-129 | 9.72 | Solar |  |  | Interconnected | Ironton | 56455 | DHY | 1 | Residential | SolarSense |  | 2014
Minnesota Power | 68 | 12647 | IOU | S-130 | 10 | Solar |  |  | Interconnected | Duluth | 55802 | FIF | 234 | Commercial |  |  | 2014
Minnesota Power | 68 | 12647 | IOU | S-131 | 10.4 | Solar |  |  | Interconnected | Duluth | 55802 | FIF | 234 | Commercial |  |  | 2014
Minnesota Power | 68 | 12647 | IOU | S-132 | 9.84 | Solar |  |  | Interconnected | Duluth | 55802 | FIF | 234 | Commercial |  |  | 2014
Minnesota Power | 68 | 12647 | IOU | S-133 | 8 | Solar |  |  | Interconnected | Duluth | 55803 | COL | 240 | Commercial | SolarSense |  | 2014
Minnesota Power | 68 | 12647 | IOU | S-134 | 12.75 | Solar |  |  | Interconnected | Duluth | 55803 | COL | 240 | Residential | SolarSense |  | 2014
Minnesota Power | 68 | 12647 | IOU | S-135 | 13.5 | Solar |  |  | Interconnected | Esko | 55733 | CLQ | 410 | Residential | SolarSense |  | 2014
Minnesota Power | 68 | 12647 | IOU | S-136 | 7 | Solar |  |  | Interconnected | Ely | 55731 | STC | 2 | Residential | SolarSense |  | 2014
Minnesota Power | 68 | 12647 | IOU | S-137 | 7.38 | Solar |  |  | Interconnected | Duluth | 55803 | COL | 242 | Residential | Made in MN |  | 2015
Minnesota Power | 68 | 12647 | IOU | S-138 | 4.92 | Solar |  |  | Interconnected | Biwabik | 55708 | BIW | 1 | Residential | Made in MN |  | 2015
Minnesota Power | 68 | 12647 | IOU | S-139 | 1.4 | Solar |  |  | Interconnected | Chisholm | 55719 | CHL | 1 | Residential |  |  | 2015
Minnesota Power | 68 | 12647 | IOU | S-140 | 6.16 | Solar |  |  | Interconnected | Lake Shore | 56468 | NWG | 2 | Residential | Made in MN |  | 2015
Minnesota Power | 68 | 12647 | IOU | S-141 | 10.26 | Solar |  |  | Interconnected | Duluth | 55811 | HNS | 236 | Residential | SolarSense |  | 2015
Minnesota Power | 68 | 12647 | IOU | S-142 | 5.75 | Solar |  |  | Interconnected | Saginaw | 55779 | SVR | 215 | Residential | SolarSense |  | 2015
Minnesota Power | 68 | 12647 | IOU | S-143 | 8.4 | Solar |  |  | Interconnected | Duluth | 55804 | COL | 244 | Residential | SolarSense |  | 2015
Minnesota Power | 68 | 12647 | IOU | S-144 | 8.2 | Solar |  |  | Interconnected | Duluth | 55810 | MDY | 277 | Residential |  |  | 2015
Minnesota Power | 68 | 12647 | IOU | S-145 | 20 | Solar |  |  | Interconnected | Pierz | 56364 | LFL | 526 | Residential | SolarSense |  | 2015
Minnesota Power | 68 | 12647 | IOU | S-146 | 13.44 | Solar |  |  | Interconnected | Duluth | 55803 | FIF | 231 | Commercial | SolarSense |  | 2015
Minnesota Power | 68 | 12647 | IOU | S-147 | 6.33 | Solar |  |  | Interconnected | Royalton | 56373 | ROY | 1 | Residential | SolarSense |  | 2015
Minnesota Power | 68 | 12647 | IOU | S-148 | 13.23 | Solar |  |  | Interconnected | Duluth | 55804 | FRR | 275 | Residential |  |  | 2015
Minnesota Power | 68 | 12647 | IOU | S-149 | 4.86 | Solar |  |  | Interconnected | Duluth | 55804 | FRR | 275 | Residential | Made in MN |  | 2015
Minnesota Power | 68 | 12647 | IOU | S-150 | 3.12 | Solar |  |  | Interconnected | Duluth | 55804 | COL | 240 | Residential |  |  | 2015
Minnesota Power | 68 | 12647 | IOU | S-151 | 7.38 | Solar |  |  | Interconnected | Duluth | 55803 | COL | 240 | Residential | Made in MN |  | 2015
Minnesota Power | 68 | 12647 | IOU | S-152 | 39.36 | Solar |  |  | Interconnected | Duluth | 55811 | HNS | 229 | Commercial | Made in MN |  | 2015
Minnesota Power | 68 | 12647 | IOU | S-153 | 13 | Solar |  |  | Interconnected | Deerwood | 55644 | DER | 2 | Residential |  |  | 2015
Minnesota Power | 68 | 12647 | IOU | S-154 | 7.85 | Solar |  |  | Interconnected | Silver Bay | 55614 | SBT | 4302 | Residential | SolarSense |  | 2015
Minnesota Power | 68 | 12647 | IOU | S-155 | 13.44 | Solar |  |  | Interconnected | Duluth | 55808 | GRY | 201 | Commercial | SolarSense |  | 2015
Minnesota Power | 68 | 12647 | IOU | S-156 | 6 | Solar |  |  | Interconnected | Carlton | 55718 | TMS | 412 | Commercial |  |  | 2015
Minnesota Power | 68 | 12647 | IOU | S-157 | 9.6 | Solar |  |  | Interconnected | Duluth | 55803 | COL | 240 | Residential | Made in MN |  | 2015
Minnesota Power | 68 | 12647 | IOU | S-158 | 940 | Solar |  |  | Interconnected | Cloquet | 55718 | MAT | 420 | Commercial |  |  | 2016
Minnesota Power | 68 | 12647 | IOU | S-159 | 3.24 | Solar |  |  | Interconnected | Freeport | 56331 | UPS | 1 | Residential | SolarSense |  | 2016
Minnesota Power | 68 | 12647 | IOU | S-160 | 4.16 | Solar |  |  | Interconnected | Duluth | 55804 | COL | 244 | Commercial | SolarSense |  | 2016
Minnesota Power | 68 | 12647 | IOU | S-161 | 4.92 | Solar |  |  | Interconnected | Royalton | 56373 | ROY | 2 | Residential | SolarSense |  | 2016
Minnesota Power | 68 | 12647 | IOU | S-162 | 4.68 | Solar |  |  | Interconnected | Duluth | 55804 | COL | 245 | Residential | SolarSense |  | 2016
Minnesota Power | 68 | 12647 | IOU | S-163 | 7.7 | Solar |  |  | Interconnected | Ely | 55731 | STC | 2 | Residential | SolarSense |  | 2016
Minnesota Power | 68 | 12647 | IOU | S-164 | 54.9 | Solar |  |  | Interconnected | Duluth | 55806 | FIF | 222 | Commercial |  |  | 2016
Minnesota Power | 68 | 12647 | IOU | S-165 | 20 | Solar |  |  | Interconnected | Duluth | 55803 | COL | 240 | Residential | SolarSense |  | 2016
Minnesota Power | 68 | 12647 | IOU | S-166 | 6.89 | Solar |  |  | Interconnected | Barnum | 55707 | BAR | 6421 | Residential | SolarSense |  | 2016
Minnesota Power | 68 | 12647 | IOU | S-167 | 15.75 | Solar |  |  | Interconnected | Hewitt | 56453 | HEW | 1 | Commercial |  |  | 2016
Minnesota Power | 68 | 12647 | IOU | S-168 | 30.38 | Solar |  |  | Interconnected | Duluth | 55804 | FRR | 275 | Commercial |  |  | 2016
Minnesota Power | 68 | 12647 | IOU | S-169 | 4.8 | Solar |  |  | Interconnected | Duluth | 55804 | FRR | 275 | Residential | SolarSense |  | 2016
Minnesota Power | 68 | 12647 | IOU | S-170 | 5.04 | Solar |  |  | Interconnected | Biwabik | 55708 | BIW | 1 | Residential | SolarSense |  | 2016
Minnesota Power | 68 | 12647 | IOU | S-171 | 2.2 | Solar |  |  | Interconnected | Chisholm | 55719 | HIB | 308 | Commercial | SolarSense |  | 2016
Minnesota Power | 68 | 12647 | IOU | S-172 | 7.84 | Solar |  |  | Interconnected | Nisswa | 56468 | RDL | 1 | Commercial | SolarSense |  | 2016
Minnesota Power | 68 | 12647 | IOU | S-173 | 3.36 | Solar |  |  | Interconnected | Deerwood | 56455 | DHY | 1 | Residential | SolarSense |  | 2016
Minnesota Power | 68 | 12647 | IOU | S-174 | 10.26 | Solar |  |  | Interconnected | Little Falls | 56345 | FLN | 2 | Residential | SolarSense |  | 2016
Minnesota Power | 68 | 12647 | IOU | S-175 | 9.9 | Solar |  |  | Interconnected | East Gull Lake | 56401 | PNB | 1 | Residential | Made in MN |  | 2016
Minnesota Power | 68 | 12647 | IOU | S-176 | 6.825 | Solar |  |  | Interconnected | Duluth | 55804 | FRR | 275 | Residential | SolarSense |  | 2016
Minnesota Power | 68 | 12647 | IOU | S-177 | 11.34 | Solar |  |  | Interconnected | Duluth | 55803 | FBG | 269 | Residential | SolarSense |  | 2016
Minnesota Power | 68 | 12647 | IOU | S-178 | 10.5 | Solar |  |  | Interconnected | Duluth | 55805 | RGV | 254 | Residential |  |  | 2016
Minnesota Power | 68 | 12647 | IOU | S-179 | 16.6 | Solar |  |  | Interconnected | Duluth | 55807 | LSP | 223 | Commercial |  |  | 2016
Minnesota Power | 68 | 12647 | IOU | S-180 | 29.25 | Solar |  |  | Interconnected | Walker | 56484 | WAK | 1 | Commercial |  |  | 2016
Minnesota Power | 68 | 12647 | IOU | S-181 | 14 | Solar |  |  | Interconnected | Wrenshall | 55797 | WRN | 411 | Residential | SolarSense |  | 2016
Minnesota Power | 68 | 12647 | IOU | S-182 | 8.32 | Solar |  |  | Interconnected | Grand Rapids | 55744 | ZMP | 335 | Residential | SolarSense |  | 2016
Minnesota Power | 68 | 12647 | IOU | S-183 | 6.3 | Solar |  |  | Interconnected | Duluth | 55804 | FBG | 269 | Residential | SolarSense |  | 2016
Minnesota Power | 68 | 12647 | IOU | S-184 | 9.92 | Solar |  |  | Interconnected | Pillager | 56473 | PIL | 1 | Residential | Made in MN |  | 2016
Minnesota Power | 68 | 12647 | IOU | S-185 | 6.825 | Solar |  |  | Interconnected | Coleraine | 55722 | LGW | 334 | Residential | SolarSense |  | 2016
Minnesota Power | 68 | 12647 | IOU | S-186 | 9.69 | Solar |  |  | Interconnected | Hermantown | 55811 | HNS | 236 | Residential | SolarSense |  | 2016
Minnesota Power | 68 | 12647 | IOU | S-187 | 3.92 | Solar |  |  | Interconnected | Royalton | 56373 | ROY | 1 | Residential | Made in MN |  | 2016
Minnesota Power | 68 | 12647 | IOU | S-188 | 7.8 | Solar |  |  | Interconnected | Duluth | 55803 | COL | 242 | Commercial | SolarSense |  | 2016
Minnesota Power | 68 | 12647 | IOU | S-189 | 7.54 | Solar |  |  | Interconnected | Duluth | 55803 | COL | 240 | Residential | SolarSense |  | 2016
Minnesota Power | 68 | 12647 | IOU | S-190 | 6.72 | Solar |  |  | Interconnected | Duluth | 55811 | HNS | 236 | Residential | Made in MN |  | 2016
Minnesota Power | 68 | 12647 | IOU | S-191 | 5 | Solar |  |  | Interconnected | Backus | 56435 | BAC | 1 | Commercial |  |  | 2017
Minnesota Power | 68 | 12647 | IOU | S-192 | 3.8 | Solar |  |  | Interconnected | Esko | 55733 | CNA | 405 | Residential | SolarSense |  | 2017
Minnesota Power | 68 | 12647 | IOU | S-193 | 5 | Solar |  |  | Interconnected | Barnum | 55707 | BAR | 6421 | Residential | Made in MN |  | 2017
Minnesota Power | 68 | 12647 | IOU | S-194 | 10 | Solar |  |  | Interconnected | Duluth | 55804 | COL | 244 | Residential | Made in MN |  | 2017
Minnesota Power | 68 | 12647 | IOU | S-195 | 20 | Solar |  |  | Interconnected | Burtrum | 56318 | PPL | 539 | Residential |  |  | 2017
Minnesota Power | 68 | 12647 | IOU | S-196 | 10 | Solar |  |  | Interconnected | Duluth | 55805 | RGV | 254 | Residential | SolarSense |  | 2017
Minnesota Power | 68 | 12647 | IOU | S-197 | 10 | Solar |  |  | Interconnected | Deerwood | 56444 | DER | 2 | Residential | SolarSense |  | 2017
Minnesota Power | 68 | 12647 | IOU | S-198 | 32.8 | Solar |  |  | Interconnected | Backus | 56435 | BAC | 1 | Commercial |  |  | 2017
Minnesota Power | 68 | 12647 | IOU | S-199 | 15.2 | Solar |  |  | Interconnected | Duluth | 55802 | FIF | 260 | Residential | SolarSense |  | 2017
Minnesota Power | 68 | 12647 | IOU | S-200 | 20 | Solar |  |  | Interconnected | Royalton | 56373 | BSD | 2 | Residential | SolarSense |  | 2017
Minnesota Power | 68 | 12647 | IOU | S-201 | 10 | Solar |  |  | Interconnected | Hermantown | 55811 | HNS | 237 | Residential | Made in MN |  | 2017
Minnesota Power | 68 | 12647 | IOU | S-202 | 11.4 | Solar |  |  | Interconnected | Hermantown | 55811 | HNS | 236 | Residential | SolarSense |  | 2017
Minnesota Power | 68 | 12647 | IOU | S-203 | 5 | Solar |  |  | Interconnected | Moose Lake | 55767 | BAR | 6421 | Residential | SolarSense |  | 2017
Minnesota Power | 68 | 12647 | IOU | S-204 | 7.6 | Solar |  |  | Interconnected | Duluth | 55808 | GRY | 201 | Residential | SolarSense |  | 2017
Minnesota Power | 68 | 12647 | IOU | S-205 | 20 | Solar |  |  | Interconnected | Duluth | 55811 | SLA | 258 | Commercial | SolarSense |  | 2017
Minnesota Power | 68 | 12647 | IOU | S-206 | 11.4 | Solar |  |  | Interconnected | Long Prairie | 56347 | LCH | 1 | Residential | SolarSense |  | 2017
Minnesota Power | 68 | 12647 | IOU | S-207 | 20 | Solar |  |  | Interconnected | Duluth | 55811 | HNS | 229 | Commercial | SolarSense |  | 2017
Minnesota Power | 68 | 12647 | IOU | S-208 | 40 | Solar |  |  | Interconnected | Duluth | 55811 | SLA | 258 | Commercial | Made in MN |  | 2017
Minnesota Power | 68 | 12647 | IOU | S-209 | 7.6 | Solar |  | X | Interconnected | Duluth | 55805 | SLA | 250 | Residential | SolarSense |  | 2017
Minnesota Power | 68 | 12647 | IOU | S-210 | 15.2 | Solar |  | X | Interconnected | Carlton | 55718 | WRN | 411 | Residential | SolarSense |  | 2017
Minnesota Power | 68 | 12647 | IOU | S-211 | 17.6 | Solar |  |  | Interconnected | Duluth | 55808 | GRY | 200 | Residential | SolarSense |  | 2017
Minnesota Power | 68 | 12647 | IOU | S-212 | 4 | Solar |  | X | Interconnected | Duluth | 55804 | COL | 244 | Residential | SolarSense R&D |  | 2017
Minnesota Power | 68 | 12647 | IOU | S-213 | 13.6 | Solar |  |  | Interconnected | Esko | 55733 | CNA | 405 | Residential | SolarSense |  | 2017
Minnesota Power | 68 | 12647 | IOU | S-214 | 5 | Solar |  |  | Interconnected | Wrenshall | 55797 | WRN | 411 | Residential | SolarSense |  | 2017
Minnesota Power | 68 | 12647 | IOU | S-215 | 300 | Solar |  |  | Interconnected | Rice | 56367 | PLA | 546 | Commercial |  |  | 2017
Minnesota Power | 68 | 12647 | IOU | S-216 | 180 | Solar |  |  | Interconnected | Rice | 56367 | PLA | 546 | Commercial |  |  | 2017
Minnesota Power | 68 | 12647 | IOU | S-217 | 15.2 | Solar |  |  | Interconnected | Wrenshall | 55797 | WRN | 411 | Residential | SolarSense |  | 2017
Minnesota Power | 68 | 12647 | IOU | S-218 | 10 | Solar |  |  | Interconnected | Cloquet | 55720 | CQB | 6301 | Residential | SolarSense |  | 2017
Minnesota Power | 68 | 12647 | IOU | S-219 | 5 | Solar |  |  | Interconnected | Sandstone | 55072 | SAN | 452 | Residential | SolarSense |  | 2017
Minnesota Power | 68 | 12647 | IOU | S-220 | 20 | Solar |  |  | Interconnected | Duluth | 55812 | COL | 242 | Residential | SolarSense |  | 2017
Minnesota Power | 68 | 12647 | IOU | S-221 | 3 | Solar |  |  | Interconnected | Cloquet | 55720 | CQB | 6301 | Residential |  |  | 2017
Minnesota Power | 68 | 12647 | IOU | S-222 | 3 | Solar |  |  | Interconnected | Cloquet | 55720 | CQB | 6301 | Residential |  |  | 2017
Minnesota Power | 68 | 12647 | IOU | S-223 | 4 | Solar |  |  | Interconnected | Sebeka | 56477 | SEB | 1 | Residential | Made in MN |  | 2017
Minnesota Power | 68 | 12647 | IOU | S-224 | 14.4 | Solar |  |  | Interconnected | Duluth | 55802 | SND | 218 | Commercial | SolarSense Low Income |  | 2017
Minnesota Power | 68 | 12647 | IOU | S-225 | 6 | Solar |  | X | Interconnected | Duluth | 55804 | FRR | 276 | Residential | SolarSense |  | 2017
Minnesota Power | 68 | 12647 | IOU | S-226 | 10 | Solar |  |  | Interconnected | Carlton | 55718 | MAH | 6411 | Residential | SolarSense |  | 2017
Minnesota Power | 68 | 12647 | IOU | S-227 | 5 | Solar |  |  | Interconnected | Duluth | 55805 | RGV | 254 | Residential | SolarSense |  | 2017
Minnesota Power | 68 | 12647 | IOU | S-228 | 20 | Solar |  |  | Interconnected | Duluth | 55805 | FIF | 266 | Commercial | SolarSense |  | 2017
Minnesota Power | 68 | 12647 | IOU | S-229 | 40 | Solar |  |  | Interconnected | Duluth | 55805 | FIF | 266 | Commercial | Made in MN |  | 2017
Minnesota Power | 68 | 12647 | IOU | S-230 | 45 | Solar |  |  | Interconnected | Duluth | 55802 | FIF | 260 | Public |  | 2017 | 2018
Minnesota Power | 68 | 12647 | IOU | S-231 | 20 | Solar |  |  | Interconnected | Hinckley | 55037 | HKY | 462 | Public | SolarSense | 2018 | 2018
Minnesota Power | 68 | 12647 | IOU | S-232 | 5 | Solar |  |  | Interconnected | Duluth | 55810 | MDY | 277 | Residential | SolarSense | 2018 | 2018
Minnesota Power | 68 | 12647 | IOU | S-233 | 3.8 | Solar |  |  | Interconnected | Carlton | 55718 | CLQ | 412 | Residential | SolarSense | 2018 | 2018
Minnesota Power | 68 | 12647 | IOU | S-234 | 7.6 | Solar |  |  | Interconnected | Duluth | 55805 | RGV | 254 | Residential | SolarSense | 2018 | 2018
Minnesota Power | 68 | 12647 | IOU | S-235 | 5 | Solar |  |  | Interconnected | Duluth | 55806 | HNS | 236 | Residential |  | 2018 | 2018
Minnesota Power | 68 | 12647 | IOU | S-236 | 20 | Solar |  |  | Interconnected | Rice | 56367 | RIC | 1 | Commercial |  | 2018 | 2018
Minnesota Power | 68 | 12647 | IOU | S-237 | 10 | Solar |  |  | Interconnected | Esko | 55733 | CNA | 403 | Residential | SolarSense | 2018 | 2018
Minnesota Power | 68 | 12647 | IOU | S-238 | 38.8 | Solar |  |  | Interconnected | Duluth | 55812 | RGV | 255 | Commercial | SolarSense | 2018 | 2018
Minnesota Power | 68 | 12647 | IOU | S-239 | 3.8 | Solar |  |  | Interconnected | Duluth | 55812 | FIF | 220 | Residential | Made in MN | 2018 | 2018
Minnesota Power | 68 | 12647 | IOU | S-240 | 3.54 | Solar |  |  | Interconnected | Duluth | 55812 | FIF | 220 | Residential | Made in MN | 2018 | 2018
Minnesota Power | 68 | 12647 | IOU | S-241 | 10 | Solar |  |  | Interconnected | Babbit | 55706 | BAB | 1 | Residential | SolarSense | 2018 | 2018
Minnesota Power | 68 | 12647 | IOU | S-242 | 10 | Solar |  |  | Interconnected | Duluth | 55803 | RGV | 253 | Residential | SolarSense | 2018 | 2018
Minnesota Power | 68 | 12647 | IOU | S-243 | 15.2 | Solar |  |  | Interconnected | Duluth | 55810 | MDY | 277 | Residential | SolarSense | 2018 | 2018
Minnesota Power | 68 | 12647 | IOU | S-244 | 11.4 | Solar |  |  | Interconnected | Duluth | 55802 | FIF | 260 | Residential | SolarSense | 2018 | 2018
Minnesota Power | 68 | 12647 | IOU | S-245 | 10 | Solar |  |  | Interconnected | Duluth | 55810 | GRY | 201 | Residential | SolarSense | 2018 | 2018
Minnesota Power | 68 | 12647 | IOU | S-246 | 5 | Solar |  |  | Interconnected | Duluth | 55810 | GRY | 201 | Residential | SolarSense | 2018 | 2018
Minnesota Power | 68 | 12647 | IOU | S-247 | 8.2 | Solar |  |  | Interconnected | Grey Eagle | 56336 | GES | 1 | Residential | SolarSense | 2018 | 2018
Minnesota Power | 68 | 12647 | IOU | S-248 | 7.6 | Solar |  |  | Interconnected | Duluth | 55804 | COL | 244 | Residential | SolarSense | 2018 | 2018
Minnesota Power | 68 | 12647 | IOU | S-249 | 3.8 | Solar |  |  | Interconnected | Wrenshall | 55797 | WRN | 411 | Residential | SolarSense | 2018 | 2018
Minnesota Power | 68 | 12647 | IOU | S-250 | 20 | Solar |  |  | Interconnected | Hinckley | 55037 | HKZ | 411 | Public | SolarSense | 2018 | 2018
Minnesota Power | 68 | 12647 | IOU | S-251 | 20 | Solar |  |  | Interconnected | Hinckley | 55037 | HKY | 461 | Public | SolarSense | 2018 | 2018
Minnesota Power | 68 | 12647 | IOU | S-252 | 7.7 | Solar |  |  | Interconnected | Carlton | 55718 | TMS | 412 | Residential |  | 2018 | 2018
Minnesota Power | 68 | 12647 | IOU | S-253 | 5 | Solar |  |  | Interconnected | Duluth | 55806 | HNS | 236 | Residential | SolarSense | 2018 | 2018
Minnesota Power | 68 | 12647 | IOU | S-254 | 6 | Solar |  |  | Interconnected | Duluth | 55803 | COL | 241 | Residential | SolarSense | 2018 | 2018
Minnesota Power | 68 | 12647 | IOU | S-255 | 7.6 | Solar |  |  | Interconnected | Duluth | 55804 | COL | 241 | Residential | SolarSense | 2018 | 2018
Minnesota Power | 68 | 12647 | IOU | S-256 | 5 | Solar |  |  | Interconnected | Duluth | 55812 | RGV | 252 | Residential | SolarSense | 2018 | 2018
Minnesota Power | 68 | 12647 | IOU | S-257 | 15.2 | Solar |  | X | Interconnected | Duluth | 55812 | RGV | 252 | Residential | SolarSense | 2018 | 2018
Minnesota Power | 68 | 12647 | IOU | S-258 | 8.2 | Solar |  |  | Interconnected | Jenkins | 56474 | JKS | 1 | Residential | SolarSense | 2018 | 2018
Minnesota Power | 68 | 12647 | IOU | S-259 | 10 | Solar |  |  | Interconnected | Swanville | 56382 | PPL | 514 | Residential | SolarSense | 2018 | 2018
Minnesota Power | 68 | 12647 | IOU | S-260 | 11.4 | Solar |  |  | Interconnected | Grey Eagle | 55336 | GES | 1 | Residential | SolarSense | 2018 | 2018
Minnesota Power | 68 | 12647 | IOU | S-261 | 7.6 | Solar |  |  | Interconnected | Sandstone | 55072 | SAN | 452 | Residential | SolarSense | 2018 | 2018
Minnesota Power | 68 | 12647 | IOU | S-262 | 7.6 | Solar |  |  | Interconnected | Duluth | 55804 | COL | 244 | Residential | SolarSense | 2018 | 2018
Minnesota Power | 68 | 12647 | IOU | S-263 | 7.7 | Solar |  |  | Interconnected | Pengilly | 55775 | NAS | 319 | Residential |  | 2018 | 2018
Minnesota Power | 68 | 12647 | IOU | S-264 | 11.4 | Solar |  | X | Interconnected | Duluth | 55811 | SLA | 250 | Residential | SolarSense | 2018 | 2018
Minnesota Power | 68 | 12647 | IOU | S-265 | 6 | Solar |  |  | Interconnected | Burtrum | 56318 | LLK | 1 | Residential | SolarSense | 2018 | 2018
Minnesota Power | 68 | 12647 | IOU | S-266 | 7.6 | Solar |  |  | Interconnected | Hermantown | 55810 | FCS | 215 | Residential | SolarSense | 2018 | 2018
Minnesota Power | 68 | 12647 | IOU | S-267 | 20 | Solar |  |  | Interconnected | Duluth | 55803 | COL | 240 | Commercial | SolarSense | 2018 | 2018
Minnesota Power | 68 | 12647 | IOU | S-268 | 15.2 | Solar |  |  | Interconnected | Pierz | 56364 | PIL | 2 | Residential | SolarSense | 2018 | 2018
Minnesota Power | 68 | 12647 | IOU | S-269 | 5 | Solar |  |  | Interconnected | Silver Bay | 55614 | SBT | 4302 | Residential | Made in MN | 2018 | 2018
Minnesota Power | 68 | 12647 | IOU | S-270 | 5 | Solar |  |  | Interconnected | Mahtowa | 55707 | MAH | 6411 | Residential | SolarSense | 2018 | 2018
Minnesota Power | 68 | 12647 | IOU | S-271 | 5 | Solar |  |  | Interconnected | Duluth | 55803 | RGV | 251 | Residential | SolarSense | 2018 | 2018
Minnesota Power | 68 | 12647 | IOU | S-272 | 10 | Solar |  |  | Interconnected | Duluth | 55804 | FRR | 276 | Residential | SolarSense | 2018 | 2018
Minnesota Power | 68 | 12647 | IOU | S-273 | 10 | Solar |  |  | Interconnected | Duluth | 55804 | COL | 241 | Residential | SolarSense | 2018 | 2018
Minnesota Power | 68 | 12647 | IOU | S-274 | 20 | Solar |  |  | Interconnected | Walker | 56633 | AKY | 543 | Commercial | SolarSense | 2018 | 2018
Minnesota Power | 68 | 12647 | IOU | S-275 | 7.6 | Solar |  |  | Interconnected | Duluth | 55804 | FRR | 275 | Residential | SolarSense | 2018 | 2018
Minnesota Power | 68 | 12647 | IOU | S-276 | 15.2 | Solar |  | X | Interconnected | Motley | 56466 | MOT | 1 | Residential | SolarSense | 2018 | 2018
Minnesota Power | 68 | 12647 | IOU | S-277 | 6 | Solar |  |  | Interconnected | Duluth | 55802 | FIF | 260 | Residential | SolarSense | 2018 | 2018
Minnesota Power | 68 | 12647 | IOU | S-278 | 8.85 | Solar |  |  | Interconnected | Duluth | 55812 | RGV | 252 | Residential | SolarSense | 2018 | 2018
Minnesota Power | 68 | 12647 | IOU | S-279 | 22.8 | Solar |  |  | Interconnected | Chisholm | 55719 | BAL | 2 | Residential |  | 2018 | 2018
Minnesota Power | 68 | 12647 | IOU | S-280 | 15.2 | Solar |  |  | Interconnected | Duluth | 55804 | FRR | 277 | Residential | SolarSense | 2018 | 2018
Minnesota Power | 68 | 12647 | IOU | S-281 | 25 | Solar |  |  | Interconnected | Duluth | 55803 | RGV | 253 | Commercial | SolarSense | 2018 | 2018
Minnesota Power | 68 | 12647 | IOU | S-282 | 10 | Solar |  |  | Interconnected | Duluth | 55812 | RGV | 252 | Residential | SolarSense | 2018 | 2018
Minnesota Power | 68 | 12647 | IOU | S-283 | 8.2 | Solar |  |  | Interconnected | Duluth | 55811 | SVR | 215 | Residential | SolarSense | 2018 | 2018
Minnesota Power | 68 | 12647 | IOU | S-284 | 660 | Solar |  |  | Interconnected | Pine River | 56474 | PNR | 1 | Public |  | 2018 | 2018
Minnesota Power | 68 | 12647 | IOU | S-285 | 11.4 | Solar |  |  | Interconnected | Duluth | 55811 | RGV | 256 | Residential | Solarsense | 2019 | 2019
Minnesota Power | 68 | 12647 | IOU | S-286 | 7.6 | Solar |  |  | Interconnected | Willow River | 55795 | DEN | 6431 | Residential | Solarsense | 2019 | 2019
Minnesota Power | 68 | 12647 | IOU | S-287 | 11.25 | Solar |  |  | Interconnected | Ely | 55731 | STC | 2 | Residential | Solarsense | 2018 | 2019
Minnesota Power | 68 | 12647 | IOU | S-288 | 20.88 | Solar |  |  | Interconnected | Long Prairie | 56347 | LGP | 1 | Residential | Solarsense | 2019 | 2019
Minnesota Power | 68 | 12647 | IOU | S-289 | 4.32 | Solar |  |  | Interconnected | East Gull Lake | 56401 | PNB | 1 | Residential | Solarsense | 2018 | 2019
Minnesota Power | 68 | 12647 | IOU | S-290 | 7.6 | Solar |  |  | Interconnected | Carlton | 55716 | WRN | 411 | Residential | Solarsense | 2018 | 2019
Minnesota Power | 68 | 12647 | IOU | S-291 | 15.2 | Solar |  |  | Interconnected | Duluth | 55811 | FCS | 214 | Residential | Solarsense | 2019 | 2019
Minnesota Power | 68 | 12647 | IOU | S-292 | 5 | Solar |  |  | Interconnected | Duluth | 55811 | RGV | 256 | Residential | Solarsense | 2019 | 2019
Minnesota Power | 68 | 12647 | IOU | S-293 | 6 | Solar |  |  | Interconnected | Sturgeon Lake | 55411 | DEN | 6431 | Residential | Solarsense | 2019 | 2019
Minnesota Power | 68 | 12647 | IOU | S-294 | 7.6 | Solar |  |  | Interconnected | Duluth | 55804 | COL | 244 | Residential | Solarsense | 2019 | 2019
Minnesota Power | 68 | 12647 | IOU | S-295 | 7.6 | Solar |  |  | Interconnected | Pierz | 56364 | LFL | 526 | Residential |  | 2019 | 2019
Minnesota Power | 68 | 12647 | IOU | S-296 | 17.7 | Solar |  |  | Interconnected | Carlton | 55718 | MAH | 6411 | Residential | Solarsense | 2018 | 2019
Minnesota Power | 68 | 12647 | IOU | S-297 | 10 | Solar |  |  | Interconnected | Duluth | 55804 | COL | 241 | Residential | Solarsense | 2019 | 2019
Minnesota Power | 68 | 12647 | IOU | S-298 | 15.2 | Solar |  |  | Interconnected | Hibbing | 55746 | SWB | 1 | Residential |  | 2019 | 2019
Minnesota Power | 68 | 12647 | IOU | S-299 | 6 | Solar |  |  | Interconnected | Duluth | 55806 | FIF | 230 | Residential | Solarsense | 2018 | 2019
Minnesota Power | 68 | 12647 | IOU | S-300 | 4.13 | Solar |  |  | Interconnected | Duluth | 55804 | COL | 241 | Residential | Solarsense | 2018 | 2019
Minnesota Power | 68 | 12647 | IOU | S-301 | 7.6 | Solar |  |  | Interconnected | DULUTH | 55804 | FRR | 275 | Residential |  | 2019 | 2019
Minnesota Power | 68 | 12647 | IOU | S-302 | 8.26 | Solar |  |  | Interconnected | Duluth | 55803 | FRR | 275 | Residential | Solarsense | 2018 | 2019
Minnesota Power | 68 | 12647 | IOU | S-303 | 5 | Solar |  |  | Interconnected | Duluth | 55810 | CNA | 403 | Residential | Solarsense | 2019 | 2019
Minnesota Power | 68 | 12647 | IOU | S-304 | 10 | Solar |  |  | Interconnected | Duluth | 55803 | COL | 240 | Residential | Solarsense | 2018 | 2019
Minnesota Power | 68 | 12647 | IOU | S-305 | 20 | Solar |  |  | Interconnected | Esko | 55733 | CNA | 405 | Residential | Solarsense | 2019 | 2019
Minnesota Power | 68 | 12647 | IOU | S-306 | 6.67 | Solar |  |  | Interconnected | Duluth | 55804 | COL | 244 | Residential | Solarsense | 2019 | 2019
Minnesota Power | 68 | 12647 | IOU | S-307 | 7.4 | Solar |  |  | Interconnected | Carlton | 55718 | WRN | 411 | Residential | Solarsense | 2019 | 2019
Minnesota Power | 68 | 12647 | IOU | S-308 | 7.08 | Solar |  |  | Interconnected | Esko | 55733 | CNA | 405 | Residential | Solarsense | 2019 | 2019
Minnesota Power | 68 | 12647 | IOU | S-309 | 11.21 | Solar |  |  | Interconnected | Duluth | 55803 | COL | 242 | Residential | Solarsense | 2019 | 2019
Minnesota Power | 68 | 12647 | IOU | S-310 | 7.54 | Solar |  |  | Interconnected | Barnum | 55707 | BAR | 6421 | Residential | Solarsense | 2018 | 2019
Minnesota Power | 68 | 12647 | IOU | S-311 | 7.6 | Solar |  |  | Interconnected | Duluth | 55811 | RGV | 256 | Residential | Solarsense | 2019 | 2019
Minnesota Power | 68 | 12647 | IOU | S-312 | 15.3 | Solar |  |  | Interconnected | Saginaw | 55779 | SVR | 215 | Residential | Solarsense | 2018 | 2019
Minnesota Power | 68 | 12647 | IOU | S-313 | 15 | Solar |  |  | Interconnected | Pierz | 56364 | LFL | 526 | Residential | Solarsense | 2019 | 2019
Minnesota Power | 68 | 12647 | IOU | S-314 | 18 | Solar |  |  | Interconnected | Pierz | 56364 | LFL | 526 | Residential | Solarsense | 2019 | 2019
Minnesota Power | 68 | 12647 | IOU | S-315 | 7.6 | Solar |  |  | Interconnected | Carlton | 55718 | WRN | 411 | Residential | Solarsense | 2019 | 2019
Minnesota Power | 68 | 12647 | IOU | S-316 | 10 | Solar |  |  | Interconnected | Duluth | 55804 | COL | 244 | Residential | Solarsense | 2019 | 2019
Minnesota Power | 68 | 12647 | IOU | S-317 | 10 | Solar |  |  | Interconnected | DULUTH | 55804 | COL | 240 | Residential | Solarsense | 2019 | 2019
Minnesota Power | 68 | 12647 | IOU | S-318 | 12.6 | Solar |  |  | Interconnected | Duluth | 55804 | COL | 244 | Residential | Solarsense | 2019 | 2019
Minnesota Power | 68 | 12647 | IOU | S-319 | 6.49 | Solar |  |  | Interconnected | Park Rapids | 56471 | LNG | 541 | Residential | Solarsense | 2019 | 2019
Minnesota Power | 68 | 12647 | IOU | S-320 | 10 | Solar |  |  | Interconnected | Barnum | 55707 | BAR | 6421 | Residential | Solarsense | 2018 | 2019
Minnesota Power | 68 | 12647 | IOU | S-321 | 6.09 | Solar |  |  | Interconnected | Duluth | 55803 | COL | 240 | Residential | Solarsense | 2019 | 2019
Minnesota Power | 68 | 12647 | IOU | S-322 | 22.8 | Solar |  |  | Interconnected | Duluth | 55811 | RGV | 256 | Residential | Solarsense | 2019 | 2019
Minnesota Power | 68 | 12647 | IOU | S-323 | 3.8 | Solar |  |  | Interconnected | Duluth | 55807 | LSP | 281 | Residential | Solarsense | 2019 | 2019
Minnesota Power | 68 | 12647 | IOU | S-324 | 11.4 | Solar |  |  | Interconnected | Brainerd | 56401 | SYN | 1 | Residential | Solarsense | 2019 | 2019
Minnesota Power | 68 | 12647 | IOU | S-325 | 3.8 | Solar |  |  | Interconnected | Duluth | 55807 | LSP | 282 | Residential | Solarsense | 2019 | 2019
Minnesota Power | 68 | 12647 | IOU | S-326 | 5 | Solar |  |  | Interconnected | Duluth | 55083 | RGV | 255 | Residential | Solarsense | 2019 | 2019
Minnesota Power | 68 | 12647 | IOU | S-327 | 7.6 | Solar |  |  | Interconnected | Alborn | 55702 | MDL | 401 | Residential | Solarsense | 2018 | 2019
Minnesota Power | 68 | 12647 | IOU | S-328 | 3.8 | Solar |  |  | Interconnected | Duluth | 55807 | LSP | 282 | Residential | Solarsense | 2019 | 2019
Minnesota Power | 68 | 12647 | IOU | S-329 | 11.4 | Solar |  |  | Interconnected | Duluth | 55811 | RGV | 254 | Residential | Solarsense | 2019 | 2019
Minnesota Power | 68 | 12647 | IOU | S-330 | 4.72 | Solar |  |  | Interconnected | Rutledge | 55795 | FIN | 6511 | Residential | Solarsense | 2018 | 2019
Minnesota Power | 68 | 12647 | IOU | S-331 | 6.49 | Solar |  |  | Interconnected | Duluth | 55806 |  |  | Residential | Solarsense | 2019 | 2019
Minnesota Power | 68 | 12647 | IOU | S-332 | 15 | Solar |  |  | Interconnected | Floodwood | 55736 | FLF | 402 | Commercial | Solarsense | 2019 | 2019
Minnesota Power | 68 | 12647 | IOU | S-333 | 6 | Solar |  |  | Interconnected | Duluth | 55811 | RGV | 256 | Residential | Solarsense | 2019 | 2019
Minnesota Power | 68 | 12647 | IOU | S-334 | 3 | Solar |  |  | Interconnected | Duluth | 55804 | COL | 244 | Residential | Solarsense | 2018 | 2019
Minnesota Power | 68 | 12647 | IOU | S-335 | 7.6 | Solar |  |  | Interconnected | Duluth | 55802 | FIF | 260 | Residential | Solarsense | 2019 | 2019
Minnesota Power | 68 | 12647 | IOU | S-336 | 6 | Solar |  |  | Interconnected | Cloquet | 55720 | CLQ | 409 | Residential |  | 2019 | 2019
Minnesota Power | 68 | 12647 | IOU | S-337 | 7.67 | Solar |  |  | Interconnected | Deerwood | 56444 | DER | 1 | Residential | Solarsense | 2018 | 2019
Minnesota Power | 68 | 12647 | IOU | S-338 | 10 | Solar |  |  | Interconnected | Duluth | 55804 | COL | 241 | Residential | Solarsense | 2019 | 2019
Minnesota Power | 68 | 12647 | IOU | S-339 | 10 | Solar |  |  | Interconnected | Duluth | 55803 | COL | 240 | Residential | Solarsense | 2019 | 2019
Minnesota Power | 68 | 12647 | IOU | S-340 | 2.36 | Solar |  |  | Interconnected | Duluth | 55812 | RGV | 252 | Residential | Solarsense | 2019 | 2019
Minnesota Power | 68 | 12647 | IOU | S-341 | 10 | Solar |  |  | Interconnected | Duluth | 55811 | RGV | 256 | Residential | Solarsense | 2019 | 2019
Minnesota Power | 68 | 12647 | IOU | S-342 | 3.8 | Solar |  |  | Interconnected | Duluth | 55806 | TFW | 243 | Residential | Solarsense | 2018 | 2019
Minnesota Power | 68 | 12647 | IOU | S-343 | 15.2 | Solar |  |  | Interconnected | Duluth | 55803 | COL | 240 | Residential | Solarsense | 2019 | 2019
Minnesota Power | 68 | 12647 | IOU | S-344 | 13.3 | Solar |  |  | Interconnected | Duluth | 55802 | COL | 240 | Residential | Solarsense | 2019 | 2019
Minnesota Power | 68 | 12647 | IOU | S-345 | 10 | Solar |  |  | Interconnected | Duluth | 55804 | COL | 241 | Residential | Solarsense | 2019 | 2019
Minnesota Power | 68 | 12647 | IOU | S-346 | 10 | Solar |  |  | Interconnected | Duluth | 55804 | COL | 245 | Residential | Solarsense | 2019 | 2019
Minnesota Power | 68 | 12647 | IOU | S-347 | 5 | Solar |  |  | Interconnected | Duluth | 55807 | LSP | 225 | Residential | Solarsense | 2019 | 2019
Minnesota Power | 68 | 12647 | IOU | S-348 | 20 | Solar |  |  | Interconnected | Esko | 55811 | CNA | 403 | Residential | Solarsense | 2019 | 2019
Minnesota Power | 68 | 12647 | IOU | S-349 | 22.8 | Solar |  |  | Interconnected | Duluth | 55810 | MDY | 277 | Residential | Solarsense | 2019 | 2019
Minnesota Power | 68 | 12647 | IOU | S-350 | 4.13 | Solar |  |  | Interconnected | DEERWOOD | 56444 | DER | 2 | Residential | Solarsense | 2019 | 2019
Minnesota Power | 68 | 12647 | IOU | S-351 | 2.95 | Solar |  |  | Interconnected | Duluth | 55805 | FIF | 230 | Residential | Solarsense | 2018 | 2019
Minnesota Power | 68 | 12647 | IOU | S-352 | 13.87 | Solar |  |  | Interconnected | Duluth | 55811 | HNS | 236 | Residential | Solarsense | 2018 | 2019
Minnesota Power | 68 | 12647 | IOU | S-353 | 7.6 | Solar |  |  | Interconnected | Cloquet | 55720 | CLQ | 410 | Residential | Solarsense | 2019 | 2019
Minnesota Power | 68 | 12647 | IOU | S-354 | 7.6 | Solar |  |  | Interconnected | Duluth | 55804 | FRR | 275 | Residential | Solarsense | 2019 | 2019
Minnesota Power | 68 | 12647 | IOU | S-355 | 30 | Solar |  |  | Interconnected | Pierz | 56364 | PZG | 2 | Commercial | Solarsense | 2019 | 2019
Minnesota Power | 68 | 12647 | IOU | S-356 | 15 | Solar |  |  | Interconnected | Pierz | 56364 | PZG | 2 | Commercial |  | 2019 | 2019
Minnesota Power | 68 | 12647 | IOU | S-357 | 12 | Solar |  |  | Interconnected | Esko | 55733 | CNA | 405 | Residential | Solarsense | 2018 | 2019
Minnesota Power | 68 | 12647 | IOU | S-358 | 7.6 | Solar |  |  | Interconnected | Duluth | 55811 | SLA | 250 | Residential | Solarsense | 2018 | 2019
Minnesota Power | 68 | 12647 | IOU | S-359 | 10 | Solar |  |  | Interconnected | Little Falls | 56345 | LFL | 529 | Residential | Solarsense | 2018 | 2019
Minnesota Power | 68 | 12647 | IOU | S-360 | 7.6 | Solar |  |  | Interconnected | Duluth | 55804 | COL | 245 | Residential | Solarsense | 2019 | 2019
Minnesota Power | 68 | 12647 | IOU | S-361 | 5 | Solar |  |  | Interconnected | Duluth | 55807 | LSP | 282 | Residential | Solarsense | 2019 | 2019
Minnesota Power | 68 | 12647 | IOU | S-362 | 4.03 | Solar |  |  | Interconnected | Duluth | 55803 | COL | 242 | Residential | Solarsense | 2019 | 2019
Minnesota Power | 68 | 12647 | IOU | S-363 | 3.75 | Solar |  |  | Interconnected | Duluth | 55804 | FRR | 275 | Residential | Solarsense | 2019 | 2019
Minnesota Power | 68 | 12647 | IOU | S-364 | 8.26 | Solar |  |  | Interconnected | Duluth | 55803 | COL | 240 | Residential | Solarsense | 2018 | 2019
Minnesota Power | 68 | 12647 | IOU | S-365 | 7.6 | Solar |  |  | Interconnected | Esko | 55733 | CNA | 405 | Residential | Solarsense | 2019 | 2019
Minnesota Power | 68 | 12647 | IOU | S-366 | 5 | Solar |  |  | Interconnected | Carlton | 55718 | WRN | 411 | Residential | Solarsense | 2019 | 2019
Minnesota Power | 68 | 12647 | IOU | S-367 | 6 | Solar |  |  | Interconnected | Duluth | 55806 | HNS | 236 | Residential | Solarsense | 2019 | 2019
Minnesota Power | 68 | 12647 | IOU | S-368 | 2.36 | Solar |  |  | Interconnected | Duluth | 55812 |  |  | Residential | Solarsense | 2019 | 2019
Minnesota Power | 68 | 12647 | IOU | S-369 | 8.12 | Solar |  |  | Interconnected | Duluth | 55804 | COL | 244 | Residential | Solarsense | 2018 | 2019
Minnesota Power | 68 | 12647 | IOU | S-370 | 7.6 | Solar |  |  | Interconnected | Little Falls | 56435 | LFW | 2 | Residential | Solarsense | 2019 | 2019
Minnesota Power | 68 | 12647 | IOU | S-371 | 3.54 | Solar |  |  | Interconnected | Duluth | 55803 | COL | 240 | Residential | Solarsense | 2018 | 2019
Minnesota Power | 68 | 12647 | IOU | S-372 | 39.99 | Solar |  |  | Interconnected | Deerwood | 56444 | DER | 1 | Residential | Solarsense | 2019 | 2019
Minnesota Power | 68 | 12647 | IOU | S-373 | 5 | Solar |  |  | Interconnected | Duluth | 55805 | RGV | 254 | Residential | Solarsense | 2018 | 2019
Minnesota Power | 68 | 12647 | IOU | S-374 | 22.8 | Solar |  |  | Interconnected | Esko | 55733 | CNA | 405 | Residential | Solarsense | 2018 | 2019
Minnesota Power | 68 | 12647 | IOU | S-375 | 3.8 | Solar |  |  | Interconnected | Duluth | 55806 | FIF | 230 | Residential | Solarsense | 2019 | 2019
Minnesota Power | 68 | 12647 | IOU | S-376 | 3.4 | Solar |  |  | Interconnected | Duluth | 55805 | SLA | 250 | Residential | Solarsense | 2019 | 2019
Minnesota Power | 68 | 12647 | IOU | S-377 | 3.8 | Solar |  |  | Interconnected | Duluth | 55803 | COL | 242 | Residential | Solarsense | 2019 | 2019
Minnesota Power | 68 | 12647 | IOU | S-378 | 7.6 | Solar |  |  | Interconnected | Duluth | 55806 | FIF | 230 | Residential |  | 2019 | 2019
Minnesota Power | 68 | 12647 | IOU | S-379 | 3.8 | Solar |  |  | Interconnected | Duluth | 55806 | HNS | 236 | Residential | Solarsense | 2018 | 2019
Minnesota Power | 68 | 12647 | IOU | S-380 | 8.59 | Solar |  |  | Interconnected | Duluth | 55810 | FCS | 215 | Residential | Solarsense | 2018 | 2019
Minnesota Power | 68 | 12647 | IOU | S-381 | 7.67 | Solar |  |  | Interconnected | Duluth | 55804 | COL | 241 | Residential | Solarsense | 2019 | 2019
Minnesota Power | 68 | 12647 | IOU | S-382 | 3.8 | Solar |  |  | Interconnected | Sandstone | 55037 | SAN | 452 | Residential | Solarsense | 2019 | 2019
Minnesota Power | 68 | 12647 | IOU | S-383 | 300 | Solar |  |  | Interconnected | Pequot Lakes | 56472 | PQL | 1 | Commercial |  | 2019 | 2019
Minnesota Power | 68 | 12647 | IOU | S-384 | 14.4 | Solar |  |  | Interconnected | Duluth | 55802 | FIF | 260 | Commercial | Solarsense | 2019 | 2019
Minnesota Power | 68 | 12647 | IOU | S-385 | 986 | Solar |  |  | Interconnected | Rice | 56367 | PLA | 546 | Commercial |  | 2018 | 2019
Minnesota Power | 68 | 12647 | IOU | S-386 | 20 | Solar |  |  | Interconnected | Hinckley | 55037 | HKY | 461 | Commercial | Solarsense | 2018 | 2019
Minnesota Power | 68 | 12647 | IOU | S-387 | 6 | Solar |  |  | Interconnected | Duluth | 55804 | COL | 242 | Commercial |  | 2019 | 2019
Minnesota Power | 68 | 12647 | IOU | S-388 | 33 | Solar |  |  | Interconnected | Rice | 56367 | RIC | 1 | Commercial | SolarSense | 2018 | 2019
Minnesota Power | 68 | 12647 | IOU | S-389 | 3.8 | Solar |  |  | Interconnected | Motley | 56466 | MOT | 1 | Commercial |  | 2019 | 2019
Minnesota Power | 68 | 12647 | IOU | S-390 | 33.3 | Solar |  |  | Interconnected | Duluth | 55807 | LSP | 280 | Commercial | Solarsense | 2019 | 2019
Minnesota Power | 68 | 12647 | IOU | S-391 | 20 | Solar |  |  | Interconnected | Duluth | 55807 | LSP | 280 | Commercial | Solarsense | 2019 | 2019
Minnesota Power | 68 | 12647 | IOU | S-392 | 20 | Solar |  |  | Interconnected | Duluth | 55807 | LSP | 280 | Commercial |  | 2019 | 2019
Minnesota Power | 68 | 12647 | IOU | S-393 | 28.8 | Solar |  |  | Interconnected | Pierz | 56364 | BLD | 511 | Commercial | Solarsense | 2019 | 2019
Minnesota Power | 68 | 12647 | IOU | S-394 | 17.28 | Solar |  |  | Interconnected | Biwabik | 55705 | BIW | 1 | Commercial |  | 2018 | 2019
Minnesota Power | 68 | 12647 | IOU | S-395 | 20 | Solar |  |  | Interconnected | Little Falls | 56345 | LFL | 529 | Commercial | Solarsense | 2019 | 2019
Minnesota Power | 68 | 12647 | IOU | S-396 | 28.8 | Solar |  |  | Interconnected | Pierz | 56364 | BLD | 511 | Commercial |  | 2019 | 2019
Minnesota Power | 68 | 12647 | IOU | S-397 | 254 | Solar |  |  | Interconnected | Rice | 56367 | RIC | 1 | Commercial |  | 2018 | 2019
Minnesota Power | 68 | 12647 | IOU | S-398 | 17.6 | Solar |  |  | Interconnected | Duluth | 55803 | RGV | 253 | Residential |  | 2019 | 2020
Minnesota Power | 68 | 12647 | IOU | S-399 | 17.6 | Solar |  |  | Interconnected | Duluth | 55803 | RGV | 253 | Residential |  | 2019 | 2020
Minnesota Power | 68 | 12647 | IOU | S-400 | 5.8 | Solar |  |  | Interconnected | Hermantown | 55810 | MDY | 278 | Residential | SolarSense | 2019 | 2020
Minnesota Power | 68 | 12647 | IOU | S-401 | 4.4 | Solar |  |  | Interconnected | Duluth | 55812 | RGV | 252 | Residential | SolarSense | 2019 | 2020
Minnesota Power | 68 | 12647 | IOU | S-402 | 30 | Solar |  |  | Interconnected | Pierz | 56364 | BLD | 511 | Commercial | SolarSense | 2020 | 2020
Minnesota Power | 68 | 12647 | IOU | S-403 | 21.4 | Solar |  |  | Interconnected | Pierz | 56364 | BLD | 511 | Commercial |  | 2020 | 2020
Minnesota Power | 68 | 12647 | IOU | S-404 | 6 | Solar |  |  | Interconnected | Duluth | 55811 | HNS | 247 | Residential | SolarSense | 2020 | 2020
Minnesota Power | 68 | 12647 | IOU | S-405 | 5 | Solar |  |  | Interconnected | Duluth | 55811 | RGV | 254 | Residential | SolarSense | 2020 | 2020
Minnesota Power | 68 | 12647 | IOU | S-406 | 7.6 | Solar |  |  | Interconnected | Duluth | 55804 | COL | 241 | Residential | SolarSense | 2019 | 2020
Minnesota Power | 68 | 12647 | IOU | S-407 | 7.6 | Solar |  |  | Interconnected | Duluth | 55720 | SVR | 215 | Residential | SolarSense | 2020 | 2020
Minnesota Power | 68 | 12647 | IOU | S-408 | 2.4 | Solar |  |  | Interconnected | Silver Bay | 55614 | SBH | 271 | Commercial |  | 2020 | 2020
Minnesota Power | 68 | 12647 | IOU | S-409 | 7.6 | Solar |  |  | Interconnected | Duluth | 55804 | COL | 244 | Residential | SolarSense | 2020 | 2020
Minnesota Power | 68 | 12647 | IOU | S-410 | 22.8 | Solar |  |  | Interconnected | Duluth | 55811 | RGV | 255 | Residential | SolarSense | 2020 | 2020
Minnesota Power | 68 | 12647 | IOU | S-411 | 12.5 | Solar |  |  | Interconnected | Pierz | 56364 | BLD | 511 | Residential | SolarSense | 2020 | 2020
Minnesota Power | 68 | 12647 | IOU | S-412 | 10 | Solar |  |  | Interconnected | Cloquet | 55720 | CLQ | 409 | Residential | SolarSense | 2020 | 2020
Minnesota Power | 68 | 12647 | IOU | S-413 | 17.6 | Solar |  |  | Interconnected | Duluth | 55804 | COL | 245 | Residential | SolarSense | 2020 | 2020
Minnesota Power | 68 | 12647 | IOU | S-414 | 5 | Solar |  |  | Interconnected | Duluth | 55804 | COL | 244 | Residential | SolarSense | 2020 | 2020
Minnesota Power | 68 | 12647 | IOU | S-415 | 10 | Solar |  |  | Interconnected | Duluth | 55808 | RGV | 253 | Residential | SolarSense | 2020 | 2020
Minnesota Power | 68 | 12647 | IOU | S-416 | 10 | Solar |  |  | Interconnected | Duluth | 55811 | RGV | 254 | Residential | SolarSense | 2020 | 2020
Minnesota Power | 68 | 12647 | IOU | S-417 | 3 | Solar |  |  | Interconnected | Duluth | 55807 | LSP | 281 | Residential | SolarSense | 2020 | 2020
Minnesota Power | 68 | 12647 | IOU | S-418 | 15.2 | Solar |  |  | Interconnected | Duluth | 55811 | SVR | 215 | Residential | SolarSense | 2020 | 2020
Minnesota Power | 68 | 12647 | IOU | S-419 | 20 | Solar |  |  | Interconnected | Cloquet | 55720 | CLQ | 410 | Commercial | SolarSense | 2020 | 2020
Minnesota Power | 68 | 12647 | IOU | S-420 | 19 | Solar |  |  | Interconnected | Duluth | 55806 | TFW | 243 | Residential | SolarSense | 2020 | 2020
Minnesota Power | 68 | 12647 | IOU | S-421 | 10 | Solar |  |  | Interconnected | Meadowlands | 55765 | MDL | 401 | Residential | SolarSense | 2020 | 2020
Minnesota Power | 68 | 12647 | IOU | S-422 | 10 | Solar |  |  | Interconnected | Duluth | 55806 | LSP | 280 | Residential | SolarSense | 2020 | 2020
Minnesota Power | 68 | 12647 | IOU | S-423 | 7 | Solar |  |  | Interconnected | Duluth | 55806 | LSP | 281 | Residential | SolarSense | 2020 | 2020
Minnesota Power | 68 | 12647 | IOU | S-424 | 7.6 | Solar |  |  | Interconnected | Duluth | 55804 | COL | 241 | Residential | SolarSense | 2020 | 2020
Minnesota Power | 68 | 12647 | IOU | S-425 | 7.6 | Storage |  | X | Interconnected | Duluth | 55804 | COL | 241 | Residential |  | 2020 | 2020
Minnesota Power | 68 | 12647 | IOU | S-426 | 15.2 | Solar |  |  | Interconnected | Duluth | 55811 | COL | 244 | Residential |  | 2020 | 2020
Minnesota Power | 68 | 12647 | IOU | S-427 | 3.8 | Solar |  |  | Interconnected | Duluth | 55806 | FIF | 233 | Residential | SolarSense | 2020 | 2020
Minnesota Power | 68 | 12647 | IOU | S-428 | 3.8 | Solar |  |  | Interconnected | Duluth | 55806 | FIF | 233 | Residential | SolarSense | 2020 | 2020
Minnesota Power | 68 | 12647 | IOU | S-429 | 11.4 | Solar |  |  | Interconnected | Duluth | 55804 | FRR | 275 | Residential | SolarSense | 2020 | 2020
Minnesota Power | 68 | 12647 | IOU | S-430 | 11.4 | Solar |  |  | Interconnected | Duluth | 55804 | FBG | 269 | Residential | SolarSense | 2020 | 2020
Minnesota Power | 68 | 12647 | IOU | S-431 | 11.4 | Solar |  |  | Interconnected | Duluth | 55803 | COL | 240 | Residential | SolarSense | 2020 | 2020
Minnesota Power | 68 | 12647 | IOU | S-432 | 15 | Solar |  |  | Interconnected | Aurora | 55708 | BIW | 1 | Commercial | SolarSense | 2020 | 2020
Minnesota Power | 68 | 12647 | IOU | S-433 | 5 | Solar |  |  | Interconnected | Duluth | 55805 | RGV | 254 | Residential | SolarSense | 2020 | 2020
Minnesota Power | 68 | 12647 | IOU | S-434 | 7.6 | Solar |  |  | Interconnected | Duluth | 55806 | SLA | 250 | Residential | SolarSense | 2020 | 2020
Minnesota Power | 68 | 12647 | IOU | S-435 | 3.6 | Solar |  |  | Interconnected | Crosby | 56441 | CSB | 2 | Residential |  | 2020 | 2020
Minnesota Power | 68 | 12647 | IOU | S-436 | 15.2 | Solar |  |  | Interconnected | Carlton | 55718 | WRN | 411 | Residential | SolarSense | 2020 | 2020
Minnesota Power | 68 | 12647 | IOU | S-437 | 15 | Solar |  |  | Interconnected | Esko | 55733 | CLQ | 410 | Residential | SolarSense | 2020 | 2020
Minnesota Power | 68 | 12647 | IOU | S-438 | 20 | Solar |  |  | Interconnected | Floodwood | 55736 | FLF | 402 | Commercial | SolarSense | 2020 | 2020
Minnesota Power | 68 | 12647 | IOU | S-439 | 7.6 | Solar |  |  | Interconnected | Hinckley | 55037 | HKY | 461 | Residential |  | 2020 | 2020
Minnesota Power | 68 | 12647 | IOU | S-440 | 4.35 | Solar |  |  | Interconnected | Duluth | 55804 | COL | 241 | Residential | SolarSense | 2020 | 2020
Minnesota Power | 68 | 12647 | IOU | S-441 | 5.8 | Solar |  |  | Interconnected | Duluth | 55804 | COL | 242 | Residential | SolarSense | 2020 | 2020
Minnesota Power | 68 | 12647 | IOU | S-442 | 11.8 | Solar |  |  | Interconnected | Cloquet | 55720 | CLQ | 409 | Residential | SolarSense | 2020 | 2020
Minnesota Power | 68 | 12647 | IOU | S-443 | 4.06 | Solar |  |  | Interconnected | Duluth | 55804 | COL | 241 | Residential | SolarSense | 2019 | 2020
Minnesota Power | 68 | 12647 | IOU | S-444 | 22.5 | Solar |  |  | Interconnected | Rice | 56367 | RIC | 1 | Commercial |  | 2020 | 2020
Minnesota Power | 68 | 12647 | IOU | S-445 | 10 | Solar |  |  | Interconnected | Duluth | 55803 | COL | 240 | Residential | SolarSense | 2020 | 2020
Minnesota Power | 68 | 12647 | IOU | S-446 | 8.12 | Solar |  |  | Interconnected | Hackensack | 55452 | HCS | 1 | Residential | SolarSense | 2020 | 2020
Minnesota Power | 68 | 12647 | IOU | S-447 | 11.4 | Solar |  |  | Interconnected | Duluth | 55803 | RGV | 253 | Residential |  | 2020 | 2020
Minnesota Power | 68 | 12647 | IOU | S-448 | 11.6 | Solar |  |  | Interconnected | Duluth | 55804 | COL | 244 | Residential | SolarSense | 2020 | 2020
Minnesota Power | 68 | 12647 | IOU | S-449 | 5.22 | Solar |  |  | Interconnected | Proctor | 55810 | LSP | 223 | Residential | SolarSense | 2020 | 2020
Minnesota Power | 68 | 12647 | IOU | S-450 | 2.9 | Solar |  |  | Interconnected | Duluth | 55804 | COL | 241 | Residential | SolarSense | 2020 | 2020
Minnesota Power | 68 | 12647 | IOU | S-451 | 10.98 | Solar |  |  | Interconnected | Duluth | 55803 | COL | 242 | Residential | SolarSense | 2020 | 2020
Minnesota Power | 68 | 12647 | IOU | S-452 | 5.8 | Solar |  |  | Interconnected | Duluth | 55811 | RGV | 255 | Residential | SolarSense | 2020 | 2020
Minnesota Power | 68 | 12647 | IOU | S-453 | 6.38 | Solar |  |  | Interconnected | Duluth | 55804 | COL | 241 | Residential | SolarSense | 2020 | 2020
Minnesota Power | 68 | 12647 | IOU | S-454 | 4.35 | Solar |  |  | Interconnected | Duluth | 55807 | LSP | 225 | Residential | SolarSense | 2020 | 2020
Minnesota Power | 68 | 12647 | IOU | S-455 | 7.6 | Solar |  |  | Interconnected | GREY EAGLE | 56336 | GES | 1 | Commercial | SolarSense | 2020 | 2020
Minnesota Power | 68 | 12647 | IOU | S-456 | 15.2 | Solar |  |  | Interconnected | Duluth | 55803 | COL | 240 | Residential | SolarSense | 2020 | 2020
Minnesota Power | 68 | 12647 | IOU | S-457 | 6 | Solar |  |  | Interconnected | Duluth | 55804 | FRR | 275 | Residential | SolarSense | 2020 | 2020
Minnesota Power | 68 | 12647 | IOU | S-458 | 6 | Solar |  |  | Interconnected | Duluth | 55804 | COL | 241 | Residential | SolarSense | 2020 | 2020
Minnesota Power | 68 | 12647 | IOU | S-459 | 20 | Solar |  |  | Interconnected | Duluth | 55804 | COL | 245 | Residential | SolarSense | 2020 | 2020
Minnesota Power | 68 | 12647 | IOU | S-460 | 6 | Solar |  |  | Interconnected | Wrenshall | 55797 | WRN | 411 | Residential | SolarSense | 2020 | 2020
Minnesota Power | 68 | 12647 | IOU | S-461 | 10.56 | Solar |  |  | Interconnected | Wrenshall | 55797 | WRN | 411 | Residential | SolarSense | 2020 | 2020
Minnesota Power | 68 | 12647 | IOU | S-462 | 12.56 | Solar |  |  | Interconnected | Duluth | 55811 | SLA | 250 | Residential |  | 2020 | 2020
Minnesota Power | 68 | 12647 | IOU | S-463 | 7.6 | Solar |  |  | Interconnected | Duluth | 55805 | RGV | 254 | Residential | SolarSense | 2020 | 2020
Minnesota Power | 68 | 12647 | IOU | S-464 | 12.56 | Solar |  |  | Interconnected | Duluth | 55803 | COL | 240 | Residential | SolarSense | 2020 | 2020
Minnesota Power | 68 | 12647 | IOU | S-465 | 20 | Solar |  |  | Interconnected | Hinckley | 55037 | HKY | 462 | Commercial | SolarSense | 2020 | 2020
Minnesota Power | 68 | 12647 | IOU | S-466 | 20 | Solar |  |  | Interconnected | Hinckley | 55037 | HKY | 461 | Commercial | SolarSense | 2020 | 2020
Minnesota Power | 68 | 12647 | IOU | S-467 | 6.96 | Solar |  |  | Interconnected | Duluth | 55811 | SLA | 250 | Residential | SolarSense | 2020 | 2020
Minnesota Power | 68 | 12647 | IOU | S-468 | 20 | Solar |  |  | Interconnected | Floodwood | 55736 | FLF | 402 | Commercial | SolarSense | 2020 | 2020
Minnesota Power | 68 | 12647 | IOU | S-469 | 11.02 | Solar |  |  | Interconnected | Duluth | 55804 | COL | 244 | Residential | SolarSense | 2020 | 2020
Minnesota Power | 68 | 12647 | IOU | S-470 | 6 | Solar |  |  | Interconnected | Duluth | 55803 | COL | 240 | Residential |  | 2020 | 2020
Minnesota Power | 68 | 12647 | IOU | S-471 | 7.6 | Solar |  |  | Interconnected | Duluth | 55804 | COL | 241 | Residential |  | 2020 | 2020
Minnesota Power | 68 | 12647 | IOU | S-472 | 6.98 | Solar |  |  | Interconnected | Duluth | 55804 | COL | 244 | Residential | SolarSense | 2020 | 2020
Minnesota Power | 68 | 12647 | IOU | S-473 | 38 | Solar |  |  | Interconnected | Duluth | 55806 | FIF | 233 | Community Solar Garden |  | 2020 | 2020
Minnesota Power | 68 | 12647 | IOU | S-474 | 7.6 | Solar |  |  | Interconnected | Bowlus | 56314 | UPS | 1 | Residential | SolarSense | 2020 | 2020
Minnesota Power | 68 | 12647 | IOU | S-475 | 3.8 | Solar |  |  | Interconnected | Duluth | 55804 |  |  | Residential | SolarSense | 2020 | 2020
Minnesota Power | 68 | 12647 | IOU | S-476 | 12.5 | Solar |  |  | Interconnected | Duluth | 55811 | FCS | 214 | Residential | SolarSense | 2020 | 2020
Minnesota Power | 68 | 12647 | IOU | S-477 | 14.4 | Solar |  |  | Interconnected | Little Falls | 56345 | LFL | 529 | Commercial |  | 2020 | 2020
Minnesota Power | 68 | 12647 | IOU | S-478 | 7.6 | Solar |  |  | Interconnected | Duluth | 55811 | FBG | 269 | Residential | SolarSense | 2020 | 2020
Minnesota Power | 68 | 12647 | IOU | S-479 | 4.64 | Solar |  |  | Interconnected | Duluth | 55812 | RGV | 252 | Residential | SolarSense | 2020 | 2020
Minnesota Power | 68 | 12647 | IOU | S-480 | 6.28 | Solar |  |  | Interconnected | Duluth | 55808 |  |  | Residential | SolarSense | 2020 | 2020
Minnesota Power | 68 | 12647 | IOU | S-481 | 6.09 | Solar |  |  | Interconnected | Duluth | 55805 | RGV | 254 | Residential | SolarSense | 2020 | 2020
Minnesota Power | 68 | 12647 | IOU | S-482 | 11.4 | Solar |  |  | Interconnected | Esko | 55733 | CNA | 405 | Residential | SolarSense | 2020 | 2020
Minnesota Power | 68 | 12647 | IOU | S-483 | 12.25 | Solar |  |  | Interconnected | Cloquet | 55720 | CLQ | 409 | Commercial |  | 2020 | 2020
Minnesota Power | 68 | 12647 | IOU | S-484 | 10 | Solar |  |  | Interconnected | Duluth | 55803 | RGV | 253 | Residential |  | 2020 | 2020
Minnesota Power | 68 | 12647 | IOU | S-485 | 4.64 | Solar |  |  | Interconnected | Duluth | 55811 | HNS | 247 | Residential | SolarSense | 2020 | 2020
Minnesota Power | 68 | 12647 | IOU | S-486 | 9.77 | Solar |  |  | Interconnected | Duluth | 5580 | COL | 241 | Residential | SolarSense | 2020 | 2020
Minnesota Power | 68 | 12647 | IOU | S-487 | 14.4 | Solar |  |  | Interconnected | Royalton | 56373 | BLD | 511 | Residential |  | 2020 | 2020
Minnesota Power | 68 | 12647 | IOU | S-488 | 24 | Solar |  |  | Interconnected | Royalton | 56373 | BLD | 511 | Residential |  | 2020 | 2020
Minnesota Power | 68 | 12647 | IOU | W-001 | 10 | Wind |  |  | Interconnected | Duluth | 55810 | MDY | 278 | Residential |  |  | 2003
Minnesota Power | 68 | 12647 | IOU | W-003 | 4 | Wind |  |  | Interconnected | Duluth | 55804 | FRR | 275 | Residential |  |  | 2004
Minnesota Power | 68 | 12647 | IOU | W-004 | 20 | Wind |  |  | Interconnected | Little Falls | 56345 | LFL | 529 | Commercial |  |  | 2005
Minnesota Power | 68 | 12647 | IOU | W-005 | 20 | Wind |  |  | Interconnected | Royalton | 56373 | BSD | 2 | Residential | SolarSense |  | 2006
Minnesota Power | 68 | 12647 | IOU | W-006 | 20 | Wind |  |  | Interconnected | Pine River | 56474 | PNR | 2 | Commercial | SolarSense |  | 2006
Minnesota Power | 68 | 12647 | IOU | W-007 | 20 | Wind |  |  | Interconnected | Duluth | 55810 | MDY | 277 | Commercial | SolarSense |  | 2006
Minnesota Power | 68 | 12647 | IOU | W-008 | 20 | Wind |  |  | Interconnected | Park Rapids | 56470 | LNG | 541 | Commercial | SolarSense |  | 2007
Minnesota Power | 68 | 12647 | IOU | W-009 | 20 | Wind |  |  | Interconnected | Little Falls | 56345 | LFL | 526 | Residential | SolarSense |  | 2008
Minnesota Power | 68 | 12647 | IOU | W-010 | 2.4 | Wind |  |  | Interconnected | Denham | 55795 | DEN | 6431 | Commercial |  |  | 2008
Minnesota Power | 68 | 12647 | IOU | W-011 | 1.8 | Wind |  |  | Interconnected | Little Falls | 56345 | CRS | 1 | Residential |  |  | 2008
Minnesota Power | 68 | 12647 | IOU | W-012 | 3 | Wind |  |  | Interconnected | Duluth | 55803 | FBG | 269 | Residential | SolarSense |  | 2009
Minnesota Power | 68 | 12647 | IOU | W-014 | 3 | Wind |  |  | Interconnected | Chisholm | 55719 | BAL | 1 | Residential |  |  | 2010
Minnesota Power | 68 | 12647 | IOU | W-017 | 6 | Wind |  |  | Interconnected | Duluth | 55802 | FIF | 234 | Commercial | SolarSense |  | 2008
Minnesota Power | 68 | 12647 | IOU | W-018 | 5 | Wind |  |  | Interconnected | Duluth | 55803 | COL | 240 | Commercial |  |  | 2015
Minnesota Power | 68 | 12647 | IOU | W-019 | 20 | Wind |  |  | Interconnected | Hewitt | 56453 | HEW | 1 | Residential |  |  | 2016
Minnesota Valley Cooperative Light & Power Association | 22 | 40304 | Co-op | 10752 | 35 | Wind |  |  | Interconnected | Granite Falls | 56241 | Asbury | 2 | Residential | n/a | 2005 | 2005
Minnesota Valley Cooperative Light & Power Association | 22 | 40304 | Co-op | 11258 | 30 | Wind |  |  | Interconnected | Maynard | 56260 | Gluek | 4 | Residential | n/a | 2014 | 2014
Minnesota Valley Cooperative Light & Power Association | 22 | 40304 | Co-op | 13857 | 10 | Wind |  |  | Interconnected | Boyd | 56218 | Watson | 3 | Residential | n/a | 2013 | 2013
Minnesota Valley Cooperative Light & Power Association | 22 | 40304 | Co-op | 14755 | 18.32 | Solar |  |  | Interconnected | Sacred Heart | 56285 | Asbury | 2 | Residential | n/a | 2016 | 2016
Minnesota Valley Cooperative Light & Power Association | 22 | 40304 | Co-op | 15004 | 15 | Solar |  |  | Interconnected | Dawson | 56232 | Riverside | 2 | Residential | n/a | 2014 | 2014
Minnesota Valley Cooperative Light & Power Association | 22 | 40304 | Co-op | 15255 | 35 | Wind |  |  | Interconnected | Madison | 56256 | Madison | 6 | Residential | n/a | 1992 | 1992
Minnesota Valley Cooperative Light & Power Association | 22 | 40304 | Co-op | 17012 | 15 | Solar |  |  | Interconnected | Boyd | 56218 | Riverside | 2 | Residential | n/a | 2015 | 2015
Minnesota Valley Cooperative Light & Power Association | 22 | 40304 | Co-op | 19412 | 8.64 | Solar |  |  | Interconnected | Boyd | 56218 | Minneota | 1 | Residential | n/a | 2019 | 2019
Minnesota Valley Cooperative Light & Power Association | 22 | 40304 | Co-op | 19547 | 10.08 | Solar |  |  | Interconnected | Madison | 56256 | Canby | 1 | Residential | n/a | 2018 | 2019
Minnesota Valley Cooperative Light & Power Association | 22 | 40304 | Co-op | 19946 | 20.3 | Solar |  |  | Interconnected | Granite Falls | 56241 | Chapman | 3 | Residential | n/a | 2018 | 2018
Minnesota Valley Cooperative Light & Power Association | 22 | 40304 | Co-op | 19970 | 16.12 | Solar |  |  | Interconnected | Hazel Run | 56245 | Woodlake | 2 | Residential | n/a | 2019 | 2019
Minnesota Valley Cooperative Light & Power Association | 22 | 40304 | Co-op | 20568 | 39.9 | Wind |  |  | Interconnected | Canby | 56220 | Garfield | 3 | Residential | n/a | 2010 | 2010
Minnesota Valley Cooperative Light & Power Association | 22 | 40304 | Co-op | 20931 | 9.75 | Solar |  |  | Interconnected | Montevideo | 56265 | Lisbon | 1 | Residential | n/a | 2017 | 2017
Minnesota Valley Cooperative Light & Power Association | 22 | 40304 | Co-op | 21735 | 35 | Wind |  |  | Interconnected | Vesta | 56292 | Echo | 3 | Residential | n/a | 2007 | 2007
Minnesota Valley Cooperative Light & Power Association | 22 | 40304 | Co-op | 22883a | 6.44 | Solar |  |  | Interconnected | Granite Falls | 56241 | Chapman | 3 | Residential | n/a | 2010 | 2010
Minnesota Valley Cooperative Light & Power Association | 22 | 40304 | Co-op | 22883b | 2.4 | Wind |  |  | Interconnected | Granite Falls | 56241 | Chapman | 3 | Residential | n/a | 2010 | 2010
Minnesota Valley Cooperative Light & Power Association | 22 | 40304 | Co-op | 23152 | 39.44 | Solar |  |  | Interconnected | Kerkhoven | 56252 | Gluek | 2 | Commercial | n/a | 2016 | 2016
Minnesota Valley Cooperative Light & Power Association | 22 | 40304 | Co-op | 23499 | 7.72 | Solar |  |  | Interconnected | Bellingham | 56212 | Madison | 1 | Residential | n/a | 2017 | 2017
Minnesota Valley Cooperative Light & Power Association | 22 | 40304 | Co-op | 24801 | 19.8 | Solar |  |  | Interconnected | Clarkfield | 56223 | Lisbon | 4 | Residential | n/a | 2015 | 2015
Minnesota Valley Cooperative Light & Power Association | 22 | 40304 | Co-op | 25130 | 7.62 | Solar |  |  | Interconnected | Montevideo | 56265 | Rosen | 3 | Residential | n/a | 2018 | 2018
Minnesota Valley Cooperative Light & Power Association | 22 | 40304 | Co-op | 25279 | 15.17 | Solar |  |  | Interconnected | Dawson | 56232 | Watson | 4 | Residential | n/a | 2019 | 2020
Minnesota Valley Cooperative Light & Power Association | 22 | 40304 | Co-op | 25375 | 10.71 | Solar |  |  | Interconnected | Hanley Falls | 56245 | Lisbon | 2 | Residential | n/a | 2010 | 2010
Minnesota Valley Cooperative Light & Power Association | 22 | 40304 | Co-op | 25691 | 7.44 | Solar |  |  | Interconnected | Hazel Run | 56241 | Woodlake | 1 | Residential | n/a | 2019 | 2019
Minnesota Valley Electric Cooperative | 70 | 12651 | Co-op | NOVA3299 | 5.72 | Solar |  |  | Active Application | Carver | 55315 | 5 | 4 | Residential | Single Phase Solar Interconnection | 2020
Minnesota Valley Electric Cooperative | 70 | 12651 | Co-op | NOVA3459 | 36 | Solar |  |  | Active Application | Jordan | 55352 | 5 | 3 | Residential | Solar Interconnection | 2020
Minnesota Valley Electric Cooperative | 70 | 12651 | Co-op | NOVA3460 | 36 | Solar |  |  | Active Application | Jordan | 55352 | 5 | 3 | Residential | Solar Interconnection | 2020
Minnesota Valley Electric Cooperative | 70 | 12651 | Co-op | NOVA3461 | 36 | Solar |  |  | Active Application | Jordan | 55352 | 5 | 3 | Residential | Single Phase Solar Interconnection | 2020
Minnesota Valley Electric Cooperative | 70 | 12651 | Co-op | NOVA3468 | 10 | Solar |  |  | Active Application | Prior Lake | 55372 | 12 | 1 | Residential | Single Phase Solar Interconnection | 2020
Minnesota Valley Electric Cooperative | 70 | 12651 | Co-op | NOVA3592 | 3.8 | Solar |  |  | Active Application | Jordan | 55352 | 23 | 2 | Residential | Single Phase Solar Interconnection | 2020
Minnesota Valley Electric Cooperative | 70 | 12651 | Co-op | NOVA3661 | 5 | Solar |  |  | Active Application | Lonsdale | 55048 | 11 | 3 | Residential | Single Phase Solar Interconnection | 2020
Minnesota Valley Electric Cooperative | 70 | 12651 | Co-op | NOVA3798 | 5.48 | Solar |  |  | Active Application | Savage | 55378 | 88 | 1 | Residential | Single Phase Solar Interconnection | 2020
Minnesota Valley Electric Cooperative | 70 | 12651 | Co-op | NOVA3851 | 10.41 | Solar |  |  | Active Application | Savage | 55378 | 21 | 1 | Residential | Single Phase Solar Interconnection | 2020
Minnesota Valley Electric Cooperative | 70 | 12651 | Co-op | NOVA3852 | 12.6 | Solar |  |  | Active Application | Savage | 55378 | 21 | 1 | Residential | Single Phase Solar Interconnection | 2020
Minnesota Valley Electric Cooperative | 70 | 12651 | Co-op | NOVA3868 | 7.5 | Solar |  |  | Active Application | Prior Lake | 55372 | 88 | 33 | Residential | Single Phase Solar Interconnection | 2020
Minnesota Valley Electric Cooperative | 70 | 12651 | Co-op | NOVA3870 | 8.7 | Solar |  |  | Active Application | Eden Prairie | 55347 | 15 | 93 | Residential | Single Phase Solar Interconnection | 2020
Minnesota Valley Electric Cooperative | 70 | 12651 | Co-op | NOVA3873 | 6 | Solar |  |  | Active Application | Webster | 55088 | 11 | 3 | Residential | Single Phase Solar Interconnection | 2020
Minnesota Valley Electric Cooperative | 70 | 12651 | Co-op | NOVA3908 | 7.67 | Solar |  |  | Active Application | Prior Lake | 55372 | 8 | 4 | Residential | Single Phase Solar Interconnection | 2020
Minnesota Valley Electric Cooperative | 70 | 12651 | Co-op | NOVA3909 | 5.48 | Solar |  |  | Active Application | Savage | 55378 | 29 | 44 | Residential | Single Phase Solar Interconnection | 2020
Minnesota Valley Electric Cooperative | 70 | 12651 | Co-op | NOVA3986 | 4.38 | Solar |  |  | Active Application | Shakopee | 55379 | 16 | 4 | Residential | Single Phase Solar Interconnection | 2020
Minnesota Valley Electric Cooperative | 70 | 12651 | Co-op | NOVA4020 | 11.4 | Solar |  |  | Active Application | Prior Lake | 55372 | 21 | 3 | Residential | Single Phase Solar Interconnection | 2020
Minnesota Valley Electric Cooperative | 70 | 12651 | Co-op | NOVA4023 | 6.58 | Solar |  |  | Active Application | Victoria | 55386 | 22 | 11 | Residential | Single Phase Solar Interconnection | 2020
Minnesota Valley Electric Cooperative | 70 | 12651 | Co-op | NOVA4024 | 7.67 | Solar |  |  | Active Application | Savage | 55378 | 21 | 1 | Residential | Single Phase Solar Interconnection | 2020
Minnesota Valley Electric Cooperative | 70 | 12651 | Co-op | NOVA4025 | 9.32 | Solar |  |  | Active Application | Victoria | 55386 | 22 | 11 | Residential | Single Phase Solar Interconnection | 2020
Minnesota Valley Electric Cooperative | 70 | 12651 | Co-op | NOVA4026 | 6.4 | Solar |  |  | Active Application | Webster | 55088 | 19 | 3 | Residential | Single Phase Solar Interconnection | 2020
Minnesota Valley Electric Cooperative | 70 | 12651 | Co-op | NOVA1048 | 15.2 | Solar |  |  | Interconnected | Chaska | 55318 | 1 | 1 | Residential |  | 2019 | 2019
Minnesota Valley Electric Cooperative | 70 | 12651 | Co-op | NOVA1059 | 9.86 | Solar |  |  | Interconnected | Chanhassen | 55317 | 1 | 1 | Residential |  | 2019 | 2019
Minnesota Valley Electric Cooperative | 70 | 12651 | Co-op | NOVA1187 | 20 | Solar |  |  | Interconnected | Prior Lake | 55372 | 12 | 2 | Residential |  | 2019 | 2019
Minnesota Valley Electric Cooperative | 70 | 12651 | Co-op | NOVA1197 | 16.41 | Solar |  |  | Interconnected | Prior Lake | 55372 | 12 | 4 | Residential |  | 2019 | 2019
Minnesota Valley Electric Cooperative | 70 | 12651 | Co-op | NOVA1386 | 10 | Solar |  |  | Interconnected | Chaska | 55318 | 20 | 1 | Residential |  | 2019 | 2019
Minnesota Valley Electric Cooperative | 70 | 12651 | Co-op | NOVA1553 | 7.6 | Solar |  |  | Interconnected | Prior Lake | 55372 | 21 | 1 | Residential |  | 2019 | 2019
Minnesota Valley Electric Cooperative | 70 | 12651 | Co-op | NOVA1725 | 24 | Solar |  |  | Interconnected | Henderson | 56044 | 10 | 3 | Residential |  | 2019 | 2020
Minnesota Valley Electric Cooperative | 70 | 12651 | Co-op | NOVA1986 | 11.4 | Solar |  |  | Interconnected | Prior Lake | 55372 | 11 | 1 | Residential |  | 2019 | 2019
Minnesota Valley Electric Cooperative | 70 | 12651 | Co-op | NOVA2072 | 11.4 | Solar |  |  | Interconnected | New Prague | 56071 | 1 | 2 | Residential | Single Phase Solar Interconnection | 2019 | 2019
Minnesota Valley Electric Cooperative | 70 | 12651 | Co-op | NOVA2075 | 7.08 | Solar |  |  | Interconnected | Chanhassen | 55317 | 20 | 1 | Residential |  | 2019 | 2019
Minnesota Valley Electric Cooperative | 70 | 12651 | Co-op | NOVA2076 | 15.2 | Solar |  |  | Interconnected | Chanhassen | 55317 | 15 | 93 | Residential |  | 2019 | 2019
Minnesota Valley Electric Cooperative | 70 | 12651 | Co-op | NOVA2077 | 5 | Solar |  |  | Interconnected | Elko New Market | 55020 | 11 | 3 | Residential |  | 2019 | 2019
Minnesota Valley Electric Cooperative | 70 | 12651 | Co-op | NOVA2297 | 10 | Solar |  |  | Interconnected | New Prague | 56071 | 1 | 4 | Residential | Single Phase Solar Interconnection | 2019 | 2019
Minnesota Valley Electric Cooperative | 70 | 12651 | Co-op | NOVA2398 | 11.4 | Solar |  |  | Interconnected | Savage | 55378 | 88 | 1 | Residential | Single Phase Solar Interconnection | 2019 | 2019
Minnesota Valley Electric Cooperative | 70 | 12651 | Co-op | NOVA2407 | 8.12 | Solar |  |  | Interconnected | New Prague | 56071 | 1 | 2 | Residential | Single Phase Solar Interconnection | 2019 | 2020
Minnesota Valley Electric Cooperative | 70 | 12651 | Co-op | NOVA2446 | 15.2 | Solar |  |  | Interconnected | Montgomery | 56069 | 2 | 3 | Residential | Single Phase Solar Interconnection | 2019 | 2019
Minnesota Valley Electric Cooperative | 70 | 12651 | Co-op | NOVA2452 | 10 | Solar |  |  | Interconnected | Lakeville | 55044 | 19 | 4 | Residential | Single Phase Solar Interconnection | 2019 | 2020
Minnesota Valley Electric Cooperative | 70 | 12651 | Co-op | NOVA2549 | 11.4 | Solar |  |  | Interconnected | Savage | 55378 | 88 | 1 | Residential | Single Phase Solar Interconnection | 2019 | 2020
Minnesota Valley Electric Cooperative | 70 | 12651 | Co-op | NOVA2568 | 10 | Solar |  |  | Interconnected | Burnsville | 55337 | 17 | 1 | Residential | Single Phase Solar Interconnection | 2019 | 2020
Minnesota Valley Electric Cooperative | 70 | 12651 | Co-op | NOVA2596 | 17.6 | Solar |  |  | Interconnected | Waconia | 55387 | 3 | 1 | Residential | Single Phase Solar Interconnection | 2019 | 2020
Minnesota Valley Electric Cooperative | 70 | 12651 | Co-op | NOVA2626 | 8.88 | Solar |  |  | Interconnected | Green Isle | 55338 | 9 | 4 | Residential | Single Phase Solar Interconnection | 2019 | 2020
Minnesota Valley Electric Cooperative | 70 | 12651 | Co-op | NOVA2695 | 10 | Solar |  |  | Interconnected | Waconia | 55387 | 6 | 1 | Residential | Single Phase Solar Interconnection | 2019 | 2020
Minnesota Valley Electric Cooperative | 70 | 12651 | Co-op | NOVA2801 | 8.85 | Solar |  |  | Interconnected | Spring Lake | 55372 | 12 | 3 | Residential | Single Phase Solar Interconnection | 2020 | 2020
Minnesota Valley Electric Cooperative | 70 | 12651 | Co-op | NOVA2896 | 7.6 | Solar |  |  | Interconnected | Montgomery | 56069 | 2 | 4 | Residential | Single Phase Solar Interconnection | 2020 | 2020
Minnesota Valley Electric Cooperative | 70 | 12651 | Co-op | NOVA2930 | 7.54 | Solar |  |  | Interconnected | Prior Lake | 55372 | 12 | 3 | Residential | Single Phase Solar Interconnection | 2020 | 2020
Minnesota Valley Electric Cooperative | 70 | 12651 | Co-op | NOVA3014 | 5 | Solar |  |  | Interconnected | Savage | 55378 | 17 | 4 | Residential | Single Phase Solar Interconnection | 2020 | 2020
Minnesota Valley Electric Cooperative | 70 | 12651 | Co-op | NOVA3122 | 11.52 | Solar |  |  | Interconnected | Elko New Market | 55020 | 19 | 4 | Residential | Single Phase Solar Interconnection | 2020 | 2020
Minnesota Valley Electric Cooperative | 70 | 12651 | Co-op | NOVA3182 | 6.96 | Solar |  | X | Interconnected | Savage | 55378 | 88 | 22 | Residential | Single Phase Solar Interconnection | 2020 | 2020
Minnesota Valley Electric Cooperative | 70 | 12651 | Co-op | NOVA3184 | 8 | Solar |  |  | Interconnected | Jordan | 55352 | 23 | 4 | Residential | Single Phase Solar Interconnection | 2020 | 2020
Minnesota Valley Electric Cooperative | 70 | 12651 | Co-op | NOVA3198 | 16 | Solar |  |  | Interconnected | Prior Lake | 55372 | 12 | 2 | Residential | Single Phase Solar Interconnection | 2020 | 2020
Minnesota Valley Electric Cooperative | 70 | 12651 | Co-op | NOVA3209 | 6.9 | Solar |  |  | Interconnected | Prior Lake | 55372 | 88 | 33 | Residential | Single Phase Solar Interconnection | 2020 | 2020
Minnesota Valley Electric Cooperative | 70 | 12651 | Co-op | NOVA3330 | 5.76 | Solar |  |  | Interconnected | Jordan | 55352 | 24 | 1 | Residential | Single Phase Solar Interconnection | 2020 | 2020
Minnesota Valley Electric Cooperative | 70 | 12651 | Co-op | NOVA3334 | 12.56 | Solar |  |  | Interconnected | Chaska | 55318 | 22 | 3 | Residential | Single Phase Solar Interconnection | 2020 | 2020
Minnesota Valley Electric Cooperative | 70 | 12651 | Co-op | NOVA3390 | 4.32 | Solar |  |  | Interconnected | Victoria | 55386 | 22 | 1 | Residential | Single Phase Solar Interconnection | 2020 | 2020
Minnesota Valley Electric Cooperative | 70 | 12651 | Co-op | NOVA3416 | 8.12 | Solar |  |  | Interconnected | Savage | 55378 | 21 | 11 | Residential | Single Phase Solar Interconnection | 2020 | 2020
Minnesota Valley Electric Cooperative | 70 | 12651 | Co-op | NOVA3418 | 6 | Solar |  |  | Interconnected | Chanhassen | 55317 | 15 | 93 | Residential | Single Phase Solar Interconnection | 2020 | 2020
Minnesota Valley Electric Cooperative | 70 | 12651 | Co-op | NOVA3424 | 7.6 | Solar |  |  | Interconnected | Victoria | 55386 | 22 | 3 | Residential | Single Phase Solar Interconnection | 2020 | 2020
Minnesota Valley Electric Cooperative | 70 | 12651 | Co-op | NOVA3495 | 23.04 | Solar |  |  | Interconnected | Henderson | 56044 | 10 | 1 | Residential | Single Phase Solar Interconnection | 2020 | 2020
Minnesota Valley Electric Cooperative | 70 | 12651 | Co-op | NOVA3559 | 7.54 | Solar |  |  | Interconnected | Savage | 55378 | 88 | 44 | Residential | Single Phase Solar Interconnection | 2020 | 2020
Minnesota Valley Electric Cooperative | 70 | 12651 | Co-op | NOVA3577 | 12.18 | Solar |  |  | Interconnected | Henderson | 56044 | 10 | 1 | Residential | Single Phase Solar Interconnection | 2020 | 2020
Minnesota Valley Electric Cooperative | 70 | 12651 | Co-op | NOVA3619 | 7 | Solar |  |  | Interconnected | Arlington | 55307 | 10 | 1 | Residential | Single Phase Solar Interconnection | 2020 | 2020
Minnesota Valley Electric Cooperative | 70 | 12651 | Co-op | NOVA3678 | 6.09 | Solar |  |  | Interconnected | Victoria | 55386 | 22 | 1 | Residential | Single Phase Solar Interconnection | 2020 | 2020
Minnesota Valley Electric Cooperative | 70 | 12651 | Co-op | NOVA3815 | 10 | Solar |  |  | Interconnected | Chanhassen | 55317 | 15 | 93 | Residential | Single Phase Solar Interconnection | 2020 | 2020
Minnesota Valley Electric Cooperative | 70 | 12651 | Co-op | QF10 | 6.88 | Solar |  |  | Interconnected | Savage | 55378 | 88 | 22 | Residential |  |  | 2014
Minnesota Valley Electric Cooperative | 70 | 12651 | Co-op | QF11 | 5.76 | Solar |  |  | Interconnected | Elko New Market | 55054 | 19 | 3 | Residential |  |  | 2014
Minnesota Valley Electric Cooperative | 70 | 12651 | Co-op | QF12 | 39.9 | Wind |  |  | Interconnected | Dahlgren | 55318 | 3 | 3 | Commercial |  |  | 2011
Minnesota Valley Electric Cooperative | 70 | 12651 | Co-op | QF13 | 19.74 | Solar |  |  | Interconnected | Washington | 56017 | 13 | 3 | Residential |  |  | 2012
Minnesota Valley Electric Cooperative | 70 | 12651 | Co-op | QF14 | 7.5 | Solar |  |  | Interconnected | Jessenland | 56044 | 10 | 1 | Residential |  |  | 2013
Minnesota Valley Electric Cooperative | 70 | 12651 | Co-op | QF15 | 3 | Solar |  |  | Interconnected | Spring Lake | 56680 | 12 | 2 | Residential |  |  | 2012
Minnesota Valley Electric Cooperative | 70 | 12651 | Co-op | QF16 | 11.025 | Solar |  |  | Interconnected | Savage | 55378 | 8 | 4 | Residential |  |  | 2012
Minnesota Valley Electric Cooperative | 70 | 12651 | Co-op | QF17 | 14 | Solar |  |  | Interconnected | Eagle Creek | 55378 | 216 | 1 | Commercial |  |  | 2015
Minnesota Valley Electric Cooperative | 70 | 12651 | Co-op | QF18 | 22 | Solar |  |  | Interconnected | Lanesburgh | 56071 | 1 | 3 | Residential |  |  | 2015
Minnesota Valley Electric Cooperative | 70 | 12651 | Co-op | QF19 | 20 | Wind |  |  | Interconnected | Lecenter | 56070 | 25 | 2 | Commercial |  |  | 2015
Minnesota Valley Electric Cooperative | 70 | 12651 | Co-op | QF2 | 17.5 | Wind |  |  | Interconnected | Arlington | 55307 | 10 | 1 | Residential |  |  | 2012
Minnesota Valley Electric Cooperative | 70 | 12651 | Co-op | QF20 | 3.375 | Solar |  |  | Interconnected | Montgomery | 55372 | 26 | 3 | Residential |  |  | 2015
Minnesota Valley Electric Cooperative | 70 | 12651 | Co-op | QF21 | 35 | Wind |  |  | Interconnected | Cleveland | 56017 | 25 | 4 | Residential |  |  | 2015
Minnesota Valley Electric Cooperative | 70 | 12651 | Co-op | QF22 | 13 | Solar |  |  | Interconnected | Spring Lake | 56680 | 12 | 3 | Residential |  |  | 2016
Minnesota Valley Electric Cooperative | 70 | 12651 | Co-op | QF23 | 39.9 | Wind |  |  | Interconnected | Shieldsville | 56069 | 2 | 3 | Residential |  |  | 2016
Minnesota Valley Electric Cooperative | 70 | 12651 | Co-op | QF24 | 39.75 | Solar |  |  | Interconnected | San Francisco | 55315 | 5 | 4 | Residential |  |  | 2016
Minnesota Valley Electric Cooperative | 70 | 12651 | Co-op | QF26 | 0.84 | Solar |  |  | Interconnected | Chanhassen | 55317 | 15 | 1 | Commercial |  |  | 2016
Minnesota Valley Electric Cooperative | 70 | 12651 | Co-op | QF27 | 8.58 | Solar |  |  | Interconnected | Louisville | 56060 | 18 | 2 | Residential |  |  | 2016
Minnesota Valley Electric Cooperative | 70 | 12651 | Co-op | QF28 | 5.99 | Solar |  |  | Interconnected | Blakeley | 56011 | 7 | 4 | Residential |  |  | 2016
Minnesota Valley Electric Cooperative | 70 | 12651 | Co-op | QF29 | 4.2 | Solar |  |  | Interconnected | Tyrone | 56044 | 7 | 4 | Commercial |  |  | 2016
Minnesota Valley Electric Cooperative | 70 | 12651 | Co-op | QF3 | 10 | Wind |  |  | Interconnected | Arlington | 55307 | 10 | 1 | Residential |  |  | 2013
Minnesota Valley Electric Cooperative | 70 | 12651 | Co-op | QF30 | 5.1 | Solar |  |  | Interconnected | Elysian | 56028 | 4 | 2 | Residential |  |  | 2016
Minnesota Valley Electric Cooperative | 70 | 12651 | Co-op | QF31 | 6.27 | Solar |  |  | Interconnected | Credit River | 55372 | 21 | 3 | Residential |  |  | 2016
Minnesota Valley Electric Cooperative | 70 | 12651 | Co-op | QF32 | 13.5 | Solar |  |  | Interconnected | Spring Lake | 56680 | 12 | 3 | Residential |  |  | 2016
Minnesota Valley Electric Cooperative | 70 | 12651 | Co-op | QF33 | 7.8 | Solar |  |  | Interconnected | Blakeley | 56011 | 7 | 4 | Residential |  |  | 2016
Minnesota Valley Electric Cooperative | 70 | 12651 | Co-op | QF34 | 39.68 | Solar |  |  | Interconnected | Burnsville | 55306 | 17 | 2 | Commercial |  |  | 2016
Minnesota Valley Electric Cooperative | 70 | 12651 | Co-op | QF35 | 5.52 | Solar |  |  | Interconnected | Spring Lake | 56680 | 21 | 4 | Residential |  |  | 2017
Minnesota Valley Electric Cooperative | 70 | 12651 | Co-op | QF36 | 7.8 | Solar |  |  | Interconnected | Chanhassen | 55317 | 20 | 1 | Residential |  |  | 2017
Minnesota Valley Electric Cooperative | 70 | 12651 | Co-op | QF37 | 21 | Solar |  |  | Interconnected | Elko New Market | 55054 | 19 | 4 | Residential |  |  | 2017
Minnesota Valley Electric Cooperative | 70 | 12651 | Co-op | QF38 | 8.125 | Solar |  |  | Interconnected | Sand Creek | 55352 | 23 | 1 | Residential |  |  | 2017
Minnesota Valley Electric Cooperative | 70 | 12651 | Co-op | QF39 | 39.6 | Solar |  |  | Interconnected | Dahlgren | 55318 | 3 | 3 | Residential |  |  | 2017
Minnesota Valley Electric Cooperative | 70 | 12651 | Co-op | QF4 | 10 | Wind |  |  | Interconnected | Louisville | 56060 | 5 | 1 | Residential |  |  | 1998
Minnesota Valley Electric Cooperative | 70 | 12651 | Co-op | QF40 | 23.1 | Solar |  |  | Interconnected | Washington | 56063 | 13 | 3 | Residential |  |  | 2017
Minnesota Valley Electric Cooperative | 70 | 12651 | Co-op | QF41 | 9.735 | Solar |  |  | Interconnected | Eden Prairie | 55347 | 15 | 93 | Residential |  |  | 2017
Minnesota Valley Electric Cooperative | 70 | 12651 | Co-op | QF42 | 39.9 | Wind |  |  | Interconnected | Lexington | 55014 | 25 | 3 | Commercial |  |  | 2017
Minnesota Valley Electric Cooperative | 70 | 12651 | Co-op | QF43 | 5.9 | Solar |  |  | Interconnected | Savage | 55378 | 17 | 4 | Residential |  |  | 2017
Minnesota Valley Electric Cooperative | 70 | 12651 | Co-op | QF44 | 7.2 | Solar |  |  | Interconnected | Spring Lake | 55372 | 12 | 3 | Residential |  | 2017 | 2018
Minnesota Valley Electric Cooperative | 70 | 12651 | Co-op | QF45 | 14 | Solar |  |  | Interconnected | Jessenland | 56044 | 10 | 1 | Residential |  | 2017 | 2018
Minnesota Valley Electric Cooperative | 70 | 12651 | Co-op | QF47 | 10.24 | Solar |  |  | Interconnected | Savage | 55378 | 21 | 11 | Residential |  | 2017 | 2018
Minnesota Valley Electric Cooperative | 70 | 12651 | Co-op | QF48 | 4.55 | Solar |  |  | Interconnected | Savage | 55378 | 21 | 1 | Residential |  | 2017 | 2018
Minnesota Valley Electric Cooperative | 70 | 12651 | Co-op | QF49 | 18.72 | Solar |  |  | Interconnected | Webster | 55088 | 19 | 3 | Residential |  | 2017 | 2018
Minnesota Valley Electric Cooperative | 70 | 12651 | Co-op | QF5 | 39.75 | Solar |  |  | Interconnected | Elysian | 56028 | 4 | 2 | Residential |  |  | 2003
Minnesota Valley Electric Cooperative | 70 | 12651 | Co-op | QF50 | 17.6 | Solar |  |  | Interconnected | Savage | 55378 | 17 | 4 | Residential |  | 2018 | 2018
Minnesota Valley Electric Cooperative | 70 | 12651 | Co-op | QF51 | 6.5 | Solar |  |  | Interconnected | Chanhassen | 55371 | 15 | 93 | Residential |  | 2018 | 2018
Minnesota Valley Electric Cooperative | 70 | 12651 | Co-op | QF52 | 16.42 | Solar |  |  | Interconnected | Elko New Market | 55054 | 19 | 1 | Residential |  | 2018 | 2018
Minnesota Valley Electric Cooperative | 70 | 12651 | Co-op | QF53 | 7.92 | Solar |  |  | Interconnected | Savage | 55378 | 17 | 3 | Residential |  | 2018 | 2018
Minnesota Valley Electric Cooperative | 70 | 12651 | Co-op | QF54 | 19.2 | Solar |  |  | Interconnected | Cedar Lake | 55088 | 1 | 2 | Residential |  | 2018 | 2018
Minnesota Valley Electric Cooperative | 70 | 12651 | Co-op | QF55 | 9.75 | Solar |  |  | Interconnected | Sand Creek | 55352 | 23 | 2 | Residential |  | 2018 | 2018
Minnesota Valley Electric Cooperative | 70 | 12651 | Co-op | QF56 | 11.25 | Solar |  |  | Interconnected | Dahlgren | 55318 | 3 | 3 | Residential |  | 2018 | 2018
Minnesota Valley Electric Cooperative | 70 | 12651 | Co-op | QF57 | 30 | Solar |  |  | Interconnected | Dahlgren | 55318 | 3 | 33 | Residential |  | 2018 | 2018
Minnesota Valley Electric Cooperative | 70 | 12651 | Co-op | QF58 | 6 | Solar |  |  | Interconnected | Jessenland | 56044 | 9 | 3 | Residential |  | 2018 | 2018
Minnesota Valley Electric Cooperative | 70 | 12651 | Co-op | QF59 | 36 | Solar |  |  | Interconnected | Green Isle | 55338 | 10 | 1 | Residential |  | 2018 | 2018
Minnesota Valley Electric Cooperative | 70 | 12651 | Co-op | QF6 | 39 | Wind |  |  | Interconnected | Dahlgren | 55318 | 3 | 33 | Residential |  |  | 2006
Minnesota Valley Electric Cooperative | 70 | 12651 | Co-op | QF60 | 36 | Solar |  |  | Interconnected | Le Sueur | 56058 | 7 | 2 | Residential |  | 2019 | 2019
Minnesota Valley Electric Cooperative | 70 | 12651 | Co-op | QF61 | 5.76 | Solar |  |  | Interconnected | Eagle Creek | 55372 | 88 | 33 | Residential |  | 2018 | 2019
Minnesota Valley Electric Cooperative | 70 | 12651 | Co-op | QF62 | 5 | Solar |  |  | Interconnected | Eagle Creek | 55372 | 8 | 4 | Residential |  | 2019 | 2019
Minnesota Valley Electric Cooperative | 70 | 12651 | Co-op | QF63 | 10.8 | Solar |  |  | Interconnected | Chanhassen | 55317 | 15 | 93 | Residential |  | 2018 | 2019
Minnesota Valley Electric Cooperative | 70 | 12651 | Co-op | QF64 | 37.8 | Solar |  |  | Interconnected | Burnsville | 55306 | 17 | 2 | Residential |  | 2019 | 2019
Minnesota Valley Electric Cooperative | 70 | 12651 | Co-op | QF65 | 11.4 | Solar |  |  | Interconnected | Montgomery | 56069 | 2 | 2 | Residential |  | 2019 | 2019
Minnesota Valley Electric Cooperative | 70 | 12651 | Co-op | QF66 | 15.2 | Solar |  |  | Interconnected | Elko New Market | 55020 | 11 | 3 | Residential |  | 2019 | 2019
Minnesota Valley Electric Cooperative | 70 | 12651 | Co-op | QF67 | 10 | Solar |  |  | Interconnected | Savage | 55378 | 88 | 1 | Residential |  | 2019 | 2019
Minnesota Valley Electric Cooperative | 70 | 12651 | Co-op | QF68 | 3.6 | Solar |  |  | Interconnected | Sand Creek | 55352 | 12 | 4 | Residential |  | 2019 | 2019
Minnesota Valley Electric Cooperative | 70 | 12651 | Co-op | QF69 | 7.08 | Solar |  |  | Interconnected | Victoria | 55386 | 22 | 1 | Residential |  | 2019 | 2019
Minnesota Valley Electric Cooperative | 70 | 12651 | Co-op | QF7 | 39.8 | Wind |  |  | Interconnected | Cordova | 56057 | 13 | 1 | Commercial |  |  | 2007
Minnesota Valley Electric Cooperative | 70 | 12651 | Co-op | QF70 | 10.6 | Solar |  |  | Interconnected | Lanesburgh | 56071 | 1 | 3 | Residential |  | 2019 | 2019
Minnesota Valley Electric Cooperative | 70 | 12651 | Co-op | QF71 | 36 | Solar |  |  | Interconnected | Jessenland | 56044 | 7 | 4 | Residential |  | 2018 | 2019
Minnesota Valley Electric Cooperative | 70 | 12651 | Co-op | QF72 | 6.96 | Solar |  |  | Interconnected | Savage | 55378 | 17 | 4 | Residential |  | 2019 | 2019
Minnesota Valley Electric Cooperative | 70 | 12651 | Co-op | QF73 | 3.48 | Solar |  |  | Interconnected | Savage | 55378 | 21 | 1 | Residential |  | 2019 | 2019
Minnesota Valley Electric Cooperative | 70 | 12651 | Co-op | QF74 | 6 | Solar |  |  | Interconnected | Prior Lake | 55372 | 12 | 3 | Residential |  |  | 2020
Minnesota Valley Electric Cooperative | 70 | 12651 | Co-op | QF8 | 20 | Wind |  |  | Interconnected | Belle Plaine | 56011 | 1 | 3 | Residential |  |  | 2007
Minnesota Valley Electric Cooperative | 70 | 12651 | Co-op | QF9 | 1.5 | Wind |  |  | Interconnected | Laketown | 55387 | 3 | 1 | Residential |  |  | 2007
Minnesota Valley Electric Cooperative | 70 | 12651 | Co-op | NOVA1695 | 20 | Solar |  | X | Withdrawn | Prior Lake | 55372 |  |  |  |  | 2019
Minnesota Valley Electric Cooperative | 70 | 12651 | Co-op | NOVA2435 | 36 | Solar |  |  | Withdrawn | Jordan | 55352 | 5 | 3 | Residential | Single Phase Solar Interconnection | 2019
Minnesota Valley Electric Cooperative | 70 | 12651 | Co-op | NOVA2436 | 36 | Solar |  |  | Withdrawn | Jordan | 55352 | 5 | 3 | Residential | Single Phase Solar Interconnection | 2019
Minnesota Valley Electric Cooperative | 70 | 12651 | Co-op | NOVA2451 | 36 | Solar |  |  | Withdrawn | Jordan | 55352 | 5 | 3 | Residential | Single Phase Solar Interconnection | 2019
Minnesota Valley Electric Cooperative | 70 | 12651 | Co-op | NOVA3212 | 7.66 | Solar |  |  | Withdrawn | Montgomery | 56069 | 2 | 3 | Residential | Single Phase Solar Interconnection | 2020
Minnesota Valley Electric Cooperative | 70 | 12651 | Co-op | NOVA3292 | 17.6 | Solar |  |  | Withdrawn | Stanchfield | 55080 |  |  | Residential |  | 2020
Minnesota Valley Electric Cooperative | 70 | 12651 | Co-op | NOVA3462 | 15.2 | Solar |  | X | Withdrawn | Prior Lake | 55372 | 216 | 1 | Residential | Single Phase Solar Interconnection | 2020
Minnesota Valley Electric Cooperative | 70 | 12651 | Co-op | NOVA3799 | 6.03 | Solar |  |  | Withdrawn | Lakeville | 55024 |  |  |  |  | 2020
Minnesota Valley Electric Cooperative | 70 | 12651 | Co-op | NOVA3893 | 6.4 | Solar |  |  | Withdrawn | Webster | 55088 | 19 | 3 | Residential | Single Phase Solar Interconnection | 2020
Moorhead Public Service | 81 | 12894 | Muni | DG-001 | 0.432 | Solar |  |  | Interconnected | Moorhead | 56560 | Southeast | 18 | Commercial | Capture The Energy | 2012 | 2012
Moorhead Public Service | 81 | 12894 | Muni | DG-002 | 2.82 | Solar |  |  | Interconnected | Moorhead | 56560 | Southeast | 16 | Residential | Capture The Energy | 2014 | 2015
Moorhead Public Service | 81 | 12894 | Muni | DG-003 | 6.05 | Solar |  |  | Interconnected | Moorhead | 56560 | Southeast | 20 | Residential | Capture The Energy | 2015 | 2015
Moorhead Public Service | 81 | 12894 | Muni | DG-004 | 40 | Solar |  |  | Interconnected | Moorhead | 56560 | NorthEast | 23 | Utility | n/a | 2015 | 2015
Moorhead Public Service | 81 | 12894 | Muni | DG-005 | 20 | Solar |  |  | Interconnected | Moorhead | 56560 | NorthEast | 23 | Utility | n/a | 2016 | 2016
Moorhead Public Service | 81 | 12894 | Muni | DG-006 | 80 | Solar |  |  | Interconnected | Moorhead | 56560 | NorthEast | 23 | Utility | n/a | 2017 | 2017
Moorhead Public Service | 81 | 12894 | Muni | DG-007 | 20 | Solar |  |  | Interconnected | Moorhead | 56560 | NorthEast | 23 | Utility | n/a | 2018 | 2018
Moorhead Public Service | 81 | 12894 | Muni | DG-008 | 20 | Solar |  |  | Interconnected | Moorhead | 56560 | NorthEast | 23 | Utility | n/a | 2019 | 2019
Moorhead Public Service | 81 | 12894 | Muni | DG-009 | 10.56 | Solar |  |  | Interconnected | Moorhead | 56560 | NorthEast | 23 | Utility | n/a | 2011 | 2011
Moorhead Public Service | 81 | 12894 | Muni | DG-010 | 2.16 | Solar |  |  | Interconnected | Moorhead | 56560 | Centennial | 36 | Commercial | n/a | 2015 | 2015
Moorhead Public Service | 81 | 12894 | Muni | DG-011 | 6.3 | Solar |  |  | Interconnected | Moorhead | 56560 | Brookdale | Express TB1 | Residential | n/a | 2016 | 2016
Moorhead Public Service | 81 | 12894 | Muni | DG-012 | 23 | Solar |  |  | Interconnected | Moorhead | 56560 | Centennial | 36 | Commercial | n/a | 2017 | 2017
Moorhead Public Service | 81 | 12894 | Muni | DG-013 | 10 | Solar |  |  | Interconnected | Moorhead | 56560 | Southeast | 18 | Residential | n/a | 2018 | 2018
Moorhead Public Service | 81 | 12894 | Muni | DG-014 | 5.7 | Solar |  |  | Interconnected | Moorhead | 56560 | Southeast | 15 | Residential | n/a | 2019 | 2019
Moorhead Public Service | 81 | 12894 | Muni | DG-015 | 5.5 | Solar |  |  | Interconnected | Moorhead | 56560 | Southeast | 15 | Residential | n/a | 2019 | 2019
Moorhead Public Service | 81 | 12894 | Muni | DG-016 | 750 | Wind |  |  | Interconnected | Moorhead | 56560 | NorthEast | 23 | Utility | Federal and State | 1998 | 1999
Moorhead Public Service | 81 | 12894 | Muni | DG-017 | 750 | Wind |  |  | Interconnected | Moorhead | 56560 | NorthEast | 23 | Utility | Federal and State | 2001 | 2002
Moorhead Public Service | 81 | 12894 | Muni | DG-018 | 7.54 | Solar |  |  | Interconnected | Moorhead | 56560 | Southeast | 20 | Residential | n/a | 2020 | 2020
Moose Lake Water & Light | 72 | 12897 | Muni | 01-00003800-00-4 | 3.8 | Solar |  | X | Interconnected | Moose Lake | 55767 | North Sub | N52-F1 | Residential | n/a | 2019 | 2019
Moose Lake Water & Light | 72 | 12897 | Muni | 01-00050000-00-9 | 12.8 | Solar |  |  | Interconnected | Moose Lake | 55767 | North Sub | N52-F2 | Residential | n/a | 2020 | 2020
Moose Lake Water & Light | 72 | 12897 | Muni | 01-00071427-00-2 | 6.5 | Solar |  |  | Interconnected | Moose Lake | 55767 | South Sub | S52-F3 | Residential | n/a | 2016 | 2016
Moose Lake Water & Light | 72 | 12897 | Muni | 01-00071440-00-1 | 2.9 | Solar |  |  | Interconnected | Moose Lake | 55767 | South Sub | S52-F3 | Residential | n/a | 2020 | 2020
Mora Municipal Utilities | 73 | 12900 | Muni | 2005 Res Application | 16 | Solar |  |  | Interconnected | Mora | 55051 | Downtown Sub | NW Feeder | Residential | n/a | 2005 | 2005
Mora Municipal Utilities | 73 | 12900 | Muni | 2017 Comm Application | 13 | Solar |  |  | Interconnected | Mora | 55051 | Downtown Sub | W Feeder | Commercial | n/a | 2017 | 2017
Mountain Lake Municipal Utilities | 152 | 13048 | Muni | 401-00-2 | 10 | Solar |  |  | Interconnected | Mountain Lake | 56159 | West Substation | 7 | Commercial | n/a | 2015 | 2015
Mountain Lake Municipal Utilities | 152 | 13048 | Muni | 9820-00-5 | 10 | Solar |  |  | Interconnected | Mountain Lake | 56159 | West Substation | 7 | Residential | n/a | 2010 | 2010
New Prague Utilities Commission | 131 | 13480 | Muni | 08-000910-05 | 5.6 | Solar |  |  | Interconnected | New Prague | 56071 | Plant | 5 | Residential | n/a | 2018 | 2018
New Prague Utilities Commission | 131 | 13480 | Muni | 08-005060-05 | 5 | Solar |  |  | Interconnected | New Prague | 56071 | Plant | 5 | Residential | n/a | 2018 | 2018
New Ulm Public Utilities | 76 | 13488 | Muni | 1 | 1 | Solar |  |  | Decommissioned | New Ulm | 56073 | n/a | n/a | Commercial | Utility Rebate | 2005 | 2006 | 2018
New Ulm Public Utilities | 76 | 13488 | Muni | 2 | 22.2 | Solar |  |  | Interconnected | New Ulm | 56073 | 3 | 332N | Commercial | Utility Rebate | 2011 | 2011
New Ulm Public Utilities | 76 | 13488 | Muni | 3 | 3.36 | Solar |  |  | Interconnected | New Ulm | 56073 | 4 | 431W | Residential | Utility Rebate | 2011 | 2011
New Ulm Public Utilities | 76 | 13488 | Muni | 4 | 1.72 | Solar |  |  | Interconnected | New Ulm | 56073 | 2 | 233S | Commercial | Utility Rebate | 2014 | 2014
New Ulm Public Utilities | 76 | 13488 | Muni | 5 | 1.72 | Solar |  |  | Interconnected | New Ulm | 56073 | 2 | 233S | Commercial | Utility Rebate | 2016 | 2016
New Ulm Public Utilities | 76 | 13488 | Muni | 6 | 36 | Solar |  |  | Interconnected | New Ulm | 56073 | 5 | 531W | Commercial | Utility Rebate | 2015 | 2015
New Ulm Public Utilities | 76 | 13488 | Muni | 7 | 10 | Solar |  |  | Interconnected | New Ulm | 56073 | 3 | 331WC2 | Residential | n/a | 2016 | 2016
New Ulm Public Utilities | 76 | 13488 | Muni | 8 | 10.75 | Solar |  |  | Interconnected | New Ulm | 56073 | 5 | 531W | Commercial | Utility Rebate | 2014 | 2014
New Ulm Public Utilities | 76 | 13488 | Muni | 9 | 7.74 | Solar |  |  | Interconnected | New Ulm | 56073 | 5 | 531W | Commercial | n/a | 2016 | 2016
New Ulm Public Utilities | 76 | 13488 | Muni | 10 | 5 | Solar |  |  | Interconnected | New Ulm | 56073 | 3 | 331WC2 | Residential | Utility Rebate | 2016 | 2016
New Ulm Public Utilities | 76 | 13488 | Muni | 11 | 15.2 | Solar |  | X | Interconnected | New Ulm | 56073 | 5 | 531W | Residential | Utility Rebate | 2016 | 2016
New Ulm Public Utilities | 76 | 13488 | Muni | 12 | 5.76 | Solar |  |  | Interconnected | New Ulm | 56073 | 4 | 431E | Residential | Utility Rebate | 2017 | 2017
New Ulm Public Utilities | 76 | 13488 | Muni | 13 | 10 | Solar |  |  | Interconnected | New Ulm | 56073 | 5 | 531W | Commercial | Utilty Ed. Grant | 2018 | 2019
New Ulm Public Utilities | 76 | 13488 | Muni | 14 | 7.83 | Solar |  |  | Interconnected | New Ulm | 56073 | 4 | 431N | Residential | n/a | 2019 | 2019
Nobles Cooperative Electric | 148 | 13684 | Co-op | 18510 | 36 | Solar |  |  | Active application | Lake Wilson | 56151 | 6 | 1 | Residential |  | 2020
Nobles Cooperative Electric | 148 | 13684 | Co-op | 13746.01 | 10 | Wind |  |  | Decommissioned | Brewster | 56119 | 13 | #4 | Residential |  |  | 2010 | 2019
Nobles Cooperative Electric | 148 | 13684 | Co-op | 23675a | 10 | Wind |  |  | Interconnected | Wilmont | 56185 | 12 | #2 | Residential |  |  | 2011
Nobles Cooperative Electric | 148 | 13684 | Co-op | 23675b | 10 | Wind |  |  | Interconnected | Wilmont | 56185 | 12 | #2 | Residential |  |  | 2011
Nobles Cooperative Electric | 148 | 13684 | Co-op | 23675c | 10 | Wind |  |  | Interconnected | Wilmont | 56185 | 12 | #2 | Residential |  |  | 2011
Nobles Cooperative Electric | 148 | 13684 | Co-op | 14784 | 10 | Wind |  |  | Interconnected | Avoca | 56114 | 8 | #2 | Residential |  |  | 2014
Nobles Cooperative Electric | 148 | 13684 | Co-op | 14999 | 1 | Wind |  |  | Interconnected | Worthington | 56187 | 9 | #4 | Residential |  |  | 2007
Nobles Cooperative Electric | 148 | 13684 | Co-op | 16767 | 15 | Solar |  |  | Interconnected | Wesbrook | 56183 | 3 | #2 | Residential |  |  | 2016
Nobles Cooperative Electric | 148 | 13684 | Co-op | 17942 | 10 | Wind |  |  | Interconnected | Iona | 56141 | 8 | #1 | Residential |  |  | 2014
Nobles Cooperative Electric | 148 | 13684 | Co-op | 19044 | 39.95 | Solar |  |  | Interconnected | Edgerton | 56128 | 7 | #1 | Residential |  |  | 2012
Nobles Cooperative Electric | 148 | 13684 | Co-op | 19044.03 | 39.95 | Solar |  |  | Interconnected | Edgerton | 56128 | 7 | #1 | Residential |  |  | 2012
Nobles Cooperative Electric | 148 | 13684 | Co-op | 19768 | 8 | Solar |  |  | Interconnected | Lake Wilson | 56151 | 6 | #1 | Residential |  |  | 2014
Nobles Cooperative Electric | 148 | 13684 | Co-op | 23090.02 | 39.9 | Wind |  |  | Interconnected | Lismore | 56155 | 7 | #4 | Residential |  |  | 2011
Nobles Cooperative Electric | 148 | 13684 | Co-op | 24167 | 20 | Solar |  |  | Interconnected | Slayton | 56172 | 3 | #4 | Residential |  |  | 2015
Nobles Cooperative Electric | 148 | 13684 | Co-op | 24180 | 22.8 | Solar |  |  | Interconnected | Worthington | 56187 | 9 | #3 | Residential |  | 2018 | 2019
Nobles Cooperative Electric | 148 | 13684 | Co-op | 24444 | 10 | Solar |  |  | Interconnected | Brewster | 56119 | 5 | #3 | Residential |  |  | 2015
Nobles Cooperative Electric | 148 | 13684 | Co-op | 24539 | 120 | Wind |  |  | Interconnected | Hadley | 56151 | 6 | 1 | Residential |  | 2019 | 2020
Nobles Cooperative Electric | 148 | 13684 | Co-op | 25403 | 38 | Solar |  |  | Interconnected | Avoca | 56114 | 3 | 2 | Residential |  |  | 2019
Nobles Cooperative Electric | 148 | 13684 | Co-op | 26576 | 36 | Solar |  |  | Interconnected | Avoca | 56114 | 3 | 2 | Residential |  | 2020 | 2020
Nobles Cooperative Electric | 148 | 13684 | Co-op | 60970 | 10 | Solar |  |  | Interconnected | Dundee | 56131 | 15 | #1 | Residential |  |  | 2015
Nobles Cooperative Electric | 148 | 13684 | Co-op | NOVA2188 | 11.4 | Solar |  |  | Interconnected | Westbrook | 56183 | Currie | Fdr2 | Residential |  | 2019 | 2019
Nobles Cooperative Electric | 148 | 13684 | Co-op | NOVA2247 | 25 | Solar |  |  | Interconnected | Avoca | 56114 | Currie | Fdr2 | Residential |  | 2019 | 2020
North Branch Municipal Water and Light | 78 | 13681 | Muni | 3-093 | 5.58 | Solar |  |  | Interconnected | North Branch | 55056 | North Branch Sub | Northwest Feeder | Residential | n/a | 2020 | 2020
North Branch Municipal Water and Light | 78 | 13681 | Muni | 6-249 | 3.22 | Solar |  |  | Interconnected | North Branch | 55056 | North Branch Sub | North Feeder | Commercial | n/a | 2011 | 2011
North Branch Municipal Water and Light | 78 | 13681 | Muni | 9-905 | 7.56 | Solar |  |  | Interconnected | North Branch | 55056 | North Brnach Sub | East Feeder | Residential | n/a | 2014 | 2014
North Itasca Electric Cooperative Inc. | 79 | 13700 | Co-op | NIECI Ap 1 | 2.88 | Solar |  |  | Interconnected | Big Fork | 56628 | BF | 4 | Residential | n/a | 2011 | 2011
North Itasca Electric Cooperative Inc. | 79 | 13700 | Co-op | NIECI Ap 2 | 3.72 | Solar |  |  | Interconnected | Big Fork | 56628 | BF | 3 | Residential | n/a | 2016 | 2016
North Itasca Electric Cooperative Inc. | 79 | 13700 | Co-op | NIECI Ap 3 | 3.55 | Solar |  |  | Interconnected | Big Fork | 56628 | BF | 1 | Residential | n/a | 2016 | 2016
North Itasca Electric Cooperative Inc. | 79 | 13700 | Co-op | NIECI Ap 4 | 20 | Solar |  |  | Interconnected | Big Fork | 56628 | BF | 1 | Commercial | n/a | 2015 | 2015
North Itasca Electric Cooperative Inc. | 79 | 13700 | Co-op | NIECI Ap 5 | 3.36 | Solar |  |  | Interconnected | Big Fork | 56628 | JL | 3 | Residential | n/a | 2019 | 2019
North Itasca Electric Cooperative Inc. | 79 | 13700 | Co-op | NIECI Ap 6 | 5 | Solar |  |  | Interconnected | Big Fork | 56628 | BF | 4 | Residential | n/a | 2019 | 2019
North Itasca Electric Cooperative Inc. | 79 | 13700 | Co-op | NIECI Ap 7 | 4.55 | Solar |  |  | Interconnected | Big Fork | 56628 | EV | 1 | Residential | n/a | 2019 | 2019
North Itasca Electric Cooperative Inc. | 79 | 13700 | Co-op | NIECI Ap 8 | 3.78 | Solar |  |  | Interconnected | Big Fork | 56628 | JL | 3 | Residential | n/a | 2019 | 2020
North Itasca Electric Cooperative Inc. | 79 | 13700 | Co-op | NIECI Ap 9 | 9.74 | Solar |  |  | Interconnected | Big Fork | 56628 | BF | 3 | Residential | n/a | 2020 | 2020
NORTH STAR ELECTRIC COOPERATIVE INC. | 83 | 13731 | Co-op | 306 | 15.2 | Solar |  |  | Interconnected | Baudette | 56623 | 3 | 3 | Commercial |  | 2019 | 2019
NORTH STAR ELECTRIC COOPERATIVE INC. | 83 | 13731 | Co-op | 2519 | 2 | Solar |  |  | Interconnected | Ray | 56669 | 2 | 2 | Residential |  |  | 2011
NORTH STAR ELECTRIC COOPERATIVE INC. | 83 | 13731 | Co-op | 2525 | 39 | Wind |  |  | Interconnected | Williams | 56686 | 1 | 1 | Residential |  |  | 2008
NORTH STAR ELECTRIC COOPERATIVE INC. | 83 | 13731 | Co-op | 3519 | 6 | Solar |  |  | Interconnected | Birchdale | 56623 | 3 | 3 | Residential |  |  | 2011
NORTH STAR ELECTRIC COOPERATIVE INC. | 83 | 13731 | Co-op | 20301 | 2.9 | Solar |  |  | Interconnected | Kabetogma | 56669 | 7 | 1 | Residential |  | 2020 | 2020
NORTH STAR ELECTRIC COOPERATIVE INC. | 83 | 13731 | Co-op | NSEC Site | 4.92 | Solar |  |  | Interconnected | Baudette | 56623 | 3 | 3 | Residential |  |  | 2014
Ortonville Light Department | 86 | 14196 | Muni | Ortonville Light Department | 10 | Solar |  | X | Interconnected | Ortonville | 56278 | Burdick | 1 | Commercial | MRES |  | 2015
Otter Tail Power Co | 87 | 14232 | IOU | D19-08 | 215 | Solar |  |  | Active Application | Morris | 56267 | 7434 | Morris Northeast - UMM | Commercial | POP Solar | 2019
Otter Tail Power Co | 87 | 14232 | IOU | D20-03 | 17.63 | Solar |  |  | Active Application | Audubon | 56511 | 7214 | Audubon - North Feeder | Residential | n/a | 2020
Otter Tail Power Co | 87 | 14232 | IOU | D20-05 | 10.41 | Solar |  |  | Active Application | Parkers Prairie | 56361 | 7197 | Parkers Prairie - East | Residential | n/a | 2020
Otter Tail Power Co | 87 | 14232 | IOU | D20-06 | 37.5 | Solar |  |  | Active Application | Mahnomen | 56557 | 620237 | Mahnomen -North | Commercial | POP Solar | 2020
Otter Tail Power Co | 87 | 14232 | IOU | D14-03 | 3.675 | Solar |  |  | Decommissioned | Bemidji | 56601 | 620245 | Bemidji - 115 kV - Downtown |  | Made In MN | 2014 |  | 2017
Otter Tail Power Co | 87 | 14232 | IOU | D09-02a | 1650 | Wind |  |  | Interconnected | Morris | 56267 | 7434 | Morris Northeast - UMM | Commercial |  | 2009 | 2009
Otter Tail Power Co | 87 | 14232 | IOU | D09-02b | 1650 | Wind |  |  | Interconnected | Morris | 56267 | 7434 | Morris Northeast - UMM | Commercial |  | 2009 | 2009
Otter Tail Power Co | 87 | 14232 | IOU | D20-02a | 600 | Other |  |  | Interconnected | Cass Lake | 56633 | 7918 | Cass Lake North | Commercial | n/a | 2020 | 2020
Otter Tail Power Co | 87 | 14232 | IOU | D20-02b | 33.3 | Solar |  |  | Interconnected | Cass Lake | 56633 | 7918 | Cass Lake North | Commercial | POP Solar | 2020 | 2020
Otter Tail Power Co | 87 | 14232 | IOU | D07-02 | 1.8 | Wind |  |  | Interconnected | New York Mills | 56567 | 7168 | North Feeder | Commercial |  |  | 2008
Otter Tail Power Co | 87 | 14232 | IOU | D07-03 | 39.5 | Wind |  |  | Interconnected | Fergus Falls | 56537 | 7164 | Dalton Junction - Swan Lake Feeder | Residential |  | 2007 | 2008
Otter Tail Power Co | 87 | 14232 | IOU | D08-01 | 20 | Wind |  |  | Interconnected | Milan | 56262 | 7457 | Milan - West Rural | Commercial |  | 2008 | 2012
Otter Tail Power Co | 87 | 14232 | IOU | D08-03 | 39.5 | Wind |  |  | Interconnected | Fergus Falls | 56537 | 620170 | Fergus Southeast - OCR 15 | Residential |  | 2008 | 2011
Otter Tail Power Co | 87 | 14232 | IOU | D08-04 | 39.5 | Wind |  |  | Interconnected | Fergus Falls | 56537 | 620232 | Fergus Edgetown - Industrial Park | Commercial |  |  | 2008
Otter Tail Power Co | 87 | 14232 | IOU | D08-06 | 39.5 | Wind |  |  | Interconnected | Fergus Falls | 56537 | 7147 | Aurdal Rural Wall Lake - Aurdal Rural North | Residential |  | 2008 | 2009
Otter Tail Power Co | 87 | 14232 | IOU | D09-03 | 2.4 | Wind |  |  | Interconnected | Callaway | 56521 | 7180 | Callaway - Main Feeder | Commercial |  | 2009 | 2009
Otter Tail Power Co | 87 | 14232 | IOU | D09-04 | 1.8 | Wind |  |  | Interconnected | Perham | 56573 | 620235 | Perham - #6 OCR Dent | Residential |  | 2009 | 2009
Otter Tail Power Co | 87 | 14232 | IOU | D09-05 | 4 | Solar |  |  | Interconnected | Crookston | 56716 | 7979 | Crookston Park View - West East & South | Residential |  | 2009 | 2009
Otter Tail Power Co | 87 | 14232 | IOU | D10-01 | 315 | Other |  |  | Interconnected | Morris | 56267 | 7434 | Morris Northeast - UMM | Commercial |  | 2010 | 2010
Otter Tail Power Co | 87 | 14232 | IOU | D10-02 | 4 | Solar |  |  | Interconnected | Battle Lake | 56515 | 7210 | Otter East Outlet | Commercial |  | 2010 | 2011
Otter Tail Power Co | 87 | 14232 | IOU | D10-06 | 33 | Solar |  |  | Interconnected | Morris | 56267 | 7434 | Morris Northeast - UMM | Commercial |  | 2010 | 2010
Otter Tail Power Co | 87 | 14232 | IOU | D10-07 | 60 | Other |  |  | Interconnected | Morris | 56267 | 7434 | Morris Northeast - UMM | Commercial |  | 2010 | 2010
Otter Tail Power Co | 87 | 14232 | IOU | D10-10 | 33 | Wind |  |  | Interconnected | Kennedy | 56733 | 8033 | Kennedy - Main Feeder | Commercial |  | 2010 | 2010
Otter Tail Power Co | 87 | 14232 | IOU | D10-14 | 40 | Wind |  |  | Interconnected | Canby | 56220 | 7831 | WS West Feeder | Commercial |  |  | 2010
Otter Tail Power Co | 87 | 14232 | IOU | D11-02 | 65 | Wind |  |  | Interconnected | Fergus Falls | 56537 | 620232 | Fergus Edgetown 115 - College Feeder | Commercial |  | 2011 | 2011
Otter Tail Power Co | 87 | 14232 | IOU | D12-01 | 100 | Other |  |  | Interconnected | Morris | 56267 | 7434 | Morris Northeast - UMM | Commercial |  | 2012 | 2012
Otter Tail Power Co | 87 | 14232 | IOU | D12-04 | 20 | Solar |  |  | Interconnected | Odessa | 56276 | 620288 | Odessa - Main Feeder | Commercial |  | 2012 | 2012
Otter Tail Power Co | 87 | 14232 | IOU | D13-03 | 11 | Solar |  |  | Interconnected | Waubun | 56589 | 7996 | Waubun - Main Feeder | Residential |  |  | 2013
Otter Tail Power Co | 87 | 14232 | IOU | D13-05 | 3 | Solar |  |  | Interconnected | Ogema | 56569 | 7181 | Ogema - Main Feeder | Commercial |  | 2013 | 2014
Otter Tail Power Co | 87 | 14232 | IOU | D14-02 | 10 | Solar |  |  | Interconnected | Milan | 56262 | 7457 | Milan - West Rural | Residential |  | 2014 | 2014
Otter Tail Power Co | 87 | 14232 | IOU | D14-04 | 9.1 | Solar |  |  | Interconnected | Hendricks | 56136 | 7856 | Hendricks - West Feeder | Residential | Made In MN | 2014 | 2014
Otter Tail Power Co | 87 | 14232 | IOU | D14-05 | 3.225 | Solar |  |  | Interconnected | Bemidji | 56601 | 620245 | Bemidji 115kv - Downtown | Commercial |  | 2014 | 2014
Otter Tail Power Co | 87 | 14232 | IOU | D14-07 | 19.68 | Solar |  |  | Interconnected | Morris | 56267 | 7434 | Morris Northeast - UMM | Commercial | Made In MN | 2014 | 2014
Otter Tail Power Co | 87 | 14232 | IOU | D15-01 | 9.84 | Solar |  |  | Interconnected | Fergus Falls | 56537 | 620223 | Fergus Northeast - Springen | Residential |  | 2015 | 2015
Otter Tail Power Co | 87 | 14232 | IOU | D15-02 | 8.4 | Solar |  |  | Interconnected | Battle Lake | 56515 | 7210 | Otter Outlet North | Residential | Made In MN | 2015 | 2015
Otter Tail Power Co | 87 | 14232 | IOU | D15-03 | 5 | Solar |  |  | Interconnected | Perham | 56573 | 620235 | Perham - #1 OCR North | Residential |  | 2015 | 2015
Otter Tail Power Co | 87 | 14232 | IOU | D15-04 | 20 | Solar |  |  | Interconnected | Crookston | 56716 | 7979 | Crookston Park View - U of M | Commercial |  | 2015 | 2016
Otter Tail Power Co | 87 | 14232 | IOU | D15-05 | 11.995 | Solar |  |  | Interconnected | Appleton | 56208 | 658115 | Appleton Northwest - South Feeder | Commercial |  | 2015 | 2016
Otter Tail Power Co | 87 | 14232 | IOU | D15-06 | 6.8 | Solar |  |  | Interconnected | Frazee | 56544 | 7178 | South Feeder | Residential |  | 2015 | 2015
Otter Tail Power Co | 87 | 14232 | IOU | D15-07 | 22.8 | Solar |  |  | Interconnected | Appleton | 56208 | 658115 | Appleton Northwest - North Feeder | Residential |  | 2015 | 2016
Otter Tail Power Co | 87 | 14232 | IOU | D15-08 | 6.48 | Solar |  |  | Interconnected | Canby | 56220 | 7845 | Canby Northeast - East Feeder | Residential | Made In MN | 2015 | 2016
Otter Tail Power Co | 87 | 14232 | IOU | D16-01 | 12 | Wind |  |  | Interconnected | Callaway | 56521 | 7180 | Callaway - Main Feeder | Commercial |  | 2016 | 2016
Otter Tail Power Co | 87 | 14232 | IOU | D16-02 | 39.9 | Solar |  |  | Interconnected | Minneota | 56264 | 7855 | Minneota - East Feeder | Commercial | Made In MN | 2016 | 2016
Otter Tail Power Co | 87 | 14232 | IOU | D16-03 | 6.72 | Solar |  |  | Interconnected | Perham | 56573 | 620235 | Perham - #1 OCR North | Residential | Made In MN | 2016 | 2016
Otter Tail Power Co | 87 | 14232 | IOU | D16-04 | 7.5 | Solar |  |  | Interconnected | Ottertail | 56571 | 7166 | Ottertail - North Feeder | Residential | Made In MN | 2016 | 2016
Otter Tail Power Co | 87 | 14232 | IOU | D16-05 | 14.4 | Solar |  |  | Interconnected | Bemidji | 56601 | 7928 | Bemidji 25th St - Mall | Commercial |  | 2016 | 2016
Otter Tail Power Co | 87 | 14232 | IOU | D16-06 | 7.6 | Solar |  |  | Interconnected | Battle Lake | 56515 | 7210 | Otter East Outlet | Residential |  | 2016 | 2016
Otter Tail Power Co | 87 | 14232 | IOU | D16-07 | 7.975 | Solar |  |  | Interconnected | Morris | 56267 | 620218 | Morris 115kv Sub - South & West | Residential | Made In MN | 2016 | 2016
Otter Tail Power Co | 87 | 14232 | IOU | D17-01 | 36 | Solar |  |  | Interconnected | Bemidji | 56601 | 7928 | Bemidji 25th St - Mall | Commercial |  | 2017 | 2017
Otter Tail Power Co | 87 | 14232 | IOU | D17-02 | 10 | Solar |  |  | Interconnected | Bemidji | 56601 | 620246 | Bemidji 115kv Sub - South Lake Irving | Residential | Made In MN | 2017 | 2017
Otter Tail Power Co | 87 | 14232 | IOU | D17-03 | 8.5 | Solar |  |  | Interconnected | Morris | 56267 | 620218 | Morris 115kv Sub - East | Residential | Made In MN | 2017 | 2017
Otter Tail Power Co | 87 | 14232 | IOU | D17-04 | 8.35 | Solar |  |  | Interconnected | Fergus Falls | 56537 | 7154 | Dayton Hollow Rural - Main Feeder | Residential | Made In MN | 2017 | 2017
Otter Tail Power Co | 87 | 14232 | IOU | D17-05 | 5.04 | Solar |  |  | Interconnected | Ottertail | 56571 | 7166 | Ottertail - North Feeder | Residential | Made In MN | 2017 | 2017
Otter Tail Power Co | 87 | 14232 | IOU | D17-06 | 5.45 | Solar |  |  | Interconnected | Morris | 56267 | 7434 | Morris Northeast - Prairie Inn : Rural 5 Mile Jct | Residential | Made In MN | 2017 | 2017
Otter Tail Power Co | 87 | 14232 | IOU | D17-10 | 10 | Solar |  |  | Interconnected | Bemidji | 56601 | 7925 | Bemidji Ind Park - Nymore | Residential |  | 2017 | 2018
Otter Tail Power Co | 87 | 14232 | IOU | D17-11 | 3 | Solar |  |  | Interconnected | Bemidji | 56601 | 7925 | Bemidji Ind Park - Nymore | Commercial |  | 2017 | 2017
Otter Tail Power Co | 87 | 14232 | IOU | D17-12 | 9.92 | Solar |  |  | Interconnected | Lake Benton | 56149 | 7849 | Lake Benton - West Feeder | Residential | Made In MN | 2017 | 2017
Otter Tail Power Co | 87 | 14232 | IOU | D17-13 | 10.35 | Solar |  |  | Interconnected | Fergus Falls | 56537 | 8220 | Fergus Buse - Northwest Feeder | Commercial |  | 2017 | 2017
Otter Tail Power Co | 87 | 14232 | IOU | D18-01 | 38.7 | Solar |  |  | Interconnected | Bemidji | 56601 | 8540 | Bemidji Nymore - BREC | Commercial | POP Solar | 2018 | 2018
Otter Tail Power Co | 87 | 14232 | IOU | D18-02 | 3.84 | Solar |  |  | Interconnected | Henning | 56551 | 7166 | Ottertail - North Feeder | Residential |  | 2018 | 2018
Otter Tail Power Co | 87 | 14232 | IOU | D18-03 | 12.96 | Solar |  |  | Interconnected | Bemidji | 56601 | 7925 | Bemidji Ind Park - Industrial Park | Commercial |  | 2018 | 2018
Otter Tail Power Co | 87 | 14232 | IOU | D18-04 | 38.98 | Solar |  |  | Interconnected | Cass Lake | 56633 | 7918 | Cass Lake - North | Commercial | POP Solar | 2018 | 2018
Otter Tail Power Co | 87 | 14232 | IOU | D19-01 | 11.31 | Solar |  |  | Interconnected | Alexandria | 56308 | 719 | Garfield - South | Residential |  | 2019 | 2019
Otter Tail Power Co | 87 | 14232 | IOU | D19-03 | 8.03 | Solar |  |  | Interconnected | Morris | 56267 | 620218 | Morris 115 KV Sub - South & West | Commercial | POP Solar | 2019 | 2020
Otter Tail Power Co | 87 | 14232 | IOU | D19-04 | 15.2 | Solar |  |  | Interconnected | Appleton | 56208 | 658115 | Appleton Northwest - North | Residential |  | 2019 | 2019
Otter Tail Power Co | 87 | 14232 | IOU | D19-06 | 33.3 | Solar |  |  | Interconnected | Ottertail | 56571 | 7172 | Rush Ottertail Lake - Main Feeder | Utility |  | 2019 | 2020
Otter Tail Power Co | 87 | 14232 | IOU | D19-07 | 20 | Solar |  |  | Interconnected | Kerkhoven | 56252 | 7465 | Kerkhoven - West | Commercial |  | 2019 | 2020
Otter Tail Power Co | 87 | 14232 | IOU | D20-01 | 8.26 | Solar |  |  | Interconnected | Bemidji | 56601 | 8540 | Bemiidji Nymore- Lavinia | Residential | n/a | 2020 | 2020
Otter Tail Power Co | 87 | 14232 | IOU | D20-04 | 14.45 | Solar |  |  | Interconnected | Ashby | 56309 | 7203 | Erdahl - Main Feeder | Residential | n/a | 2020 | 2020
Otter Tail Power Co | 87 | 14232 | IOU | D94-01 | 35 | Other |  |  | Interconnected | Clontarf | 56226 | 7461 | Clontarf - Main Feeder | Commercial |  |  | 1994
Otter Tail Power Co | 87 | 14232 | IOU | D97-01 | 225 | Wind |  |  | Interconnected | Madison | 56256 | 620206 | Louisburg Jct - South Feeder | Commercial |  |  | 1997
Otter Tail Power Co | 87 | 14232 | IOU | D09-01 | 7.2 | Wind |  |  | Withdrawn | Callaway | 56521 | 7180 | Callaway - Main Feeder |  |  | 2009
Otter Tail Power Co | 87 | 14232 | IOU | D10-04 | 75 | Wind |  |  | Withdrawn | Callaway | 56521 | 7180 | Callaway - Main Feeder |  |  | 2010
Otter Tail Power Co | 87 | 14232 | IOU | D13-01 | 39.5 | Wind |  |  | Withdrawn | Callaway | 56521 | 7180 | Callaway - Main Feeder |  |  | 2013
Otter Tail Power Co | 87 | 14232 | IOU | D14-01 | 250 | Solar |  |  | Withdrawn | Fergus Falls | 56537 |  |  |  |  | 2014
Owatonna Public Utilities | 88 | 14246 | Muni | Solar 1 | 6.88 | Solar |  |  | Interconnected | Owatonna | 55060 | Power Plant Sub | 320 Riverview Place | Residential | Conserve & Save | 2013 | 2013
Owatonna Public Utilities | 88 | 14246 | Muni | Solar 2 | 8 | Solar |  |  | Interconnected | Owatonna | 55060 | East Owatonna Sub | 1992 Wildflower Dr NE | Residential | Conserve & Save | 2014 | 2014
Owatonna Public Utilities | 88 | 14246 | Muni | Solar 3 | 7.5 | Solar |  |  | Interconnected | Owatonna | 55060 | East Owatonna Sub | 1945 LaCassa Ln SE | Residential | Conserve & Save | 2015 | 2015
Owatonna Public Utilities | 88 | 14246 | Muni | Solar 4 | 10 | Solar |  |  | Interconnected | Owatonna | 55060 | Power Plant Sub | 150 Valley View Place | Residential | Conserve & Save | 2016 | 2016
Owatonna Public Utilities | 88 | 14246 | Muni | Solar 5 | 8.74 | Solar |  |  | Interconnected | Owatonna | 55060 | Power Plant Sub | 310 Arglen Dr | Residential | Conserve & Save | 2017 | 2017
Owatonna Public Utilities | 88 | 14246 | Muni | Wind 1 | 90 | Wind |  |  | Interconnected | Owatonna | 55060 | West Owatonna Sub | 2125 4th St NW | Commercial | n/a | 2011 | 2011
Owatonna Public Utilities | 88 | 14246 | Muni | Methane 1 | 150 | Other |  |  | Interconnected | Owatonna | 55060 | Power Plant Sub | 1150 Industrial Rd | Utility | n/a | 1987 | 1987
Owatonna Public Utilities | 88 | 14246 | Muni | Nat Gas 1 | 1000 | Natural Gas |  |  | Interconnected | Owatonna | 55060 | West Owatonna Sub | 2121 W Bridge St | Commercial | n/a | 1990 | 1990
Owatonna Public Utilities | 88 | 14246 | Muni | Solar 10 | 7.6 | Solar |  |  | Interconnected | Owatonna | 55060 | East Owatonna Sub | 1015 Minnesota Ave | Residential |  | 2019 | 2019
Owatonna Public Utilities | 88 | 14246 | Muni | Solar 11 | 6 | Solar |  |  | Interconnected | Owatonna | 55060 | East Owatonna Sub | 645 Morning Dr | Residential | Conserve & Save | 2019 | 2019
Owatonna Public Utilities | 88 | 14246 | Muni | Solar 6 | 7.6 | Solar |  |  | Interconnected | Owatonna | 55060 | East Owatonna Sub | 920 Ivy St | Residential | Conserve & Save | 2018 | 2018
Owatonna Public Utilities | 88 | 14246 | Muni | Solar 7 | 38 | Solar |  |  | Interconnected | Owatonna | 55060 | Power Plant Sub | 419 N Cedar Ave | Commercial | Conserve & Save | 2018 | 2019
Owatonna Public Utilities | 88 | 14246 | Muni | Solar 8 | 5 | Solar |  |  | Interconnected | Owatonna | 55060 | Power Plant Sub | 646 E Vine St | Residential | Conserve & Save | 2018 | 2019
Owatonna Public Utilities | 88 | 14246 | Muni | Solar 9 | 3.48 | Solar |  |  | Interconnected | Owatonna | 55060 | East Owatonna Sub | 2345 Majestic Ln | Residential | Conserve & Save | 2019 | 2019
People's Energy Cooperative | 89 | 14468 | Co-op | PV0119 | 32.8 | Solar |  |  | Active Application | Hayfield | 55940 | 2 | 3 | Residential |  | 2020
People's Energy Cooperative | 89 | 14468 | Co-op | PV0127 | 39.99 | Solar |  |  | Active Application | Byron | 55976 | 2 | 2 | Residential |  | 2020
People's Energy Cooperative | 89 | 14468 | Co-op | PV0128 | 39.9 | Solar |  |  | Active Application | Byron | 55976 | 2 | 2 | Residential |  | 2020
People's Energy Cooperative | 89 | 14468 | Co-op | PV0139 | 1000 | Solar |  |  | Active Application | Rochester | 55906 |  |  | Commercial |  | 2020
People's Energy Cooperative | 89 | 14468 | Co-op | PV0147 | 15.2 | Solar |  |  | Active Application | Rochester | 55902 | 14 | 2 | Residential |  | 2020 | 2020
People's Energy Cooperative | 89 | 14468 | Co-op | PV0151 | 3 | Solar |  |  | Active Application | Kasson | 55944 | 12 | 2 | Residential |  | 2020 | 2020
People's Energy Cooperative | 89 | 14468 | Co-op | PV0153 | 15 | Solar |  |  | Active Application | Wykoff | 55990 | 10 | 1 | Residential |  | 2020
People's Energy Cooperative | 89 | 14468 | Co-op | PV0154 | 20 | Solar |  |  | Active Application | Stewartville | 55976 | 11 | 1 | Residential |  | 2020
People's Energy Cooperative | 89 | 14468 | Co-op | PV0011 | 11.8 | Solar |  |  | Decommissioned | Plainview | 55964 | 4 | 2 | Residential |  | 2013 | 2013
People's Energy Cooperative | 89 | 14468 | Co-op | WD0003 | 39.5 | Wind |  |  | Decommissioned | Elgin | 55932 | 15 | 2 | Residential |  | 2011 | 2011 | 2016
People's Energy Cooperative | 89 | 14468 | Co-op | WD0004 | 20 | Wind |  |  | Decommissioned | Viola | 55934 | 6 | 1 | Residential |  | 2011 | 2011 | 2016
People's Energy Cooperative | 89 | 14468 | Co-op | PV0002 | 7.2 | Solar |  |  | Interconnected | Oronoco | 55960 | 16 | 2 | Residential |  | 2009 | 2009
People's Energy Cooperative | 89 | 14468 | Co-op | PV0004 | 6.048 | Solar |  |  | Interconnected | Byron | 55920 | 9 | 1 | Residential |  | 2010 | 2010
People's Energy Cooperative | 89 | 14468 | Co-op | PV0005 | 3.584 | Solar |  |  | Interconnected | Oronoco | 55960 | 16 | 2 | Residential |  | 2010 | 2010
People's Energy Cooperative | 89 | 14468 | Co-op | PV0006 | 8.28 | Solar |  |  | Interconnected | Oronoco | 55960 | 9 | 2 | Residential |  | 2011 | 2011
People's Energy Cooperative | 89 | 14468 | Co-op | PV0007 | 32.4 | Solar |  |  | Interconnected | Elgin | 55932 | 15 | 1 | Commercial |  | 2011 | 2011
People's Energy Cooperative | 89 | 14468 | Co-op | PV0008 | 6.9 | Solar |  |  | Interconnected | Mazeppa | 55956 | 16 | 1 | Residential |  | 2012 | 2012
People's Energy Cooperative | 89 | 14468 | Co-op | PV0009 | 39.9 | Solar |  |  | Interconnected | Chatfield | 55923 | 10 | 1 | Commercial |  | 2013 | 2013
People's Energy Cooperative | 89 | 14468 | Co-op | PV0010 | 7.2 | Solar |  |  | Interconnected | Rochester | 55904 | 17 | 3 | Commercial |  | 2013 | 2013
People's Energy Cooperative | 89 | 14468 | Co-op | PV0012 | 6.9 | Solar |  |  | Interconnected | Rochester | 55904 | 17 | 3 | Residential |  | 2013 | 2013
People's Energy Cooperative | 89 | 14468 | Co-op | PV0013 | 4.2 | Solar |  |  | Interconnected | Rochester | 55904 | 17 | 4 | Residential |  | 2013 | 2013
People's Energy Cooperative | 89 | 14468 | Co-op | PV0014 | 1.96 | Solar |  |  | Interconnected | Rochester | 55906 | 5 | 1 | Residential |  | 2013 | 2013
People's Energy Cooperative | 89 | 14468 | Co-op | PV0015 | 37.5 | Solar |  |  | Interconnected | Chatfield | 55923 | 10 | 2 | Commercial |  | 2013 | 2013
People's Energy Cooperative | 89 | 14468 | Co-op | PV0016 | 13.5 | Solar |  |  | Interconnected | Chatfield | 55923 | 10 | 1 | Residential |  | 2013 | 2013
People's Energy Cooperative | 89 | 14468 | Co-op | PV0017 | 12.72 | Solar |  |  | Interconnected | Mantorville | 55955 | 9 | 1 | Residential |  | 2014 | 2014
People's Energy Cooperative | 89 | 14468 | Co-op | PV0018 | 515 | Solar |  |  | Interconnected | Oronoco | 55960 | 16 | 1 | Commercial |  | 2014 | 2014
People's Energy Cooperative | 89 | 14468 | Co-op | PV0019 | 21.45 | Solar |  |  | Interconnected | Byron | 55920 | 2 | 2 | Residential |  | 2014 | 2014
People's Energy Cooperative | 89 | 14468 | Co-op | PV0020 | 19.1 | Solar |  |  | Interconnected | Stewartville | 55976 | 2 | 2 | Residential |  | 2014 | 2014
People's Energy Cooperative | 89 | 14468 | Co-op | PV0021 | 16.5 | Solar |  |  | Interconnected | Byron | 55920 | 9 | 1 | Residential |  | 2014 | 2014
People's Energy Cooperative | 89 | 14468 | Co-op | PV0022 | 8.2 | Solar |  |  | Interconnected | Oronoco | 55960 | 16 | 2 | Residential |  | 2014 | 2014
People's Energy Cooperative | 89 | 14468 | Co-op | PV0023 | 5.775 | Solar |  |  | Interconnected | Rochester | 55904 | 5 | 3 | Residential |  | 2014 | 2014
People's Energy Cooperative | 89 | 14468 | Co-op | PV0024 | 27.5 | Solar |  |  | Interconnected | Chatfield | 55923 | 10 | 1 | Commercial |  | 2015 | 2015
People's Energy Cooperative | 89 | 14468 | Co-op | PV0025 | 14.3 | Solar |  |  | Interconnected | Rochester | 55902 | 14 | 2 | Commercial |  | 2015 | 2015
People's Energy Cooperative | 89 | 14468 | Co-op | PV0026 | 5 | Solar |  |  | Interconnected | Rochester | 55906 | 5 | 1 | Residential |  | 2015 | 2015
People's Energy Cooperative | 89 | 14468 | Co-op | PV0027 | 7.9 | Solar |  |  | Interconnected | Rochester | 55902 | 14 | 2 | Residential |  | 2015 | 2015
People's Energy Cooperative | 89 | 14468 | Co-op | PV0028 | 14.5 | Solar |  |  | Interconnected | Millville | 55957 | 4 | 3 | Commercial |  | 2015 | 2015
People's Energy Cooperative | 89 | 14468 | Co-op | PV0029 | 30.2 | Solar |  |  | Interconnected | Millville | 55957 | 4 | 3 | Commercial |  | 2015 | 2015
People's Energy Cooperative | 89 | 14468 | Co-op | PV0030 | 39.69 | Solar |  |  | Interconnected | Saint Charles | 55972 | 22 | 1 | Commercial |  | 2015 | 2015
People's Energy Cooperative | 89 | 14468 | Co-op | PV0031 | 27 | Solar |  |  | Interconnected | Plainview | 55964 | 27 | 34 | Commercial |  | 2014 | 2014
People's Energy Cooperative | 89 | 14468 | Co-op | PV0032 | 26 | Solar |  |  | Interconnected | Plainview | 55964 | 27 | 34 | Residential |  | 2013 | 2013
People's Energy Cooperative | 89 | 14468 | Co-op | PV0033 | 8.4 | Solar |  |  | Interconnected | Byron | 55920 | 2 | 1 | Residential |  | 2015 | 2015
People's Energy Cooperative | 89 | 14468 | Co-op | PV0034 | 8.4 | Solar |  |  | Interconnected | Plainview | 55964 | 27 | 34 | Commercial |  | 2015 | 2015
People's Energy Cooperative | 89 | 14468 | Co-op | PV0035 | 15.86 | Solar |  |  | Interconnected | Rochester | 55906 | 3 | 1 | Residential |  | 2015 | 2015
People's Energy Cooperative | 89 | 14468 | Co-op | PV0036 | 10.26 | Solar |  |  | Interconnected | Oronoco | 55960 | 16 | 1 | Residential |  | 2015 | 2015
People's Energy Cooperative | 89 | 14468 | Co-op | PV0037 | 14.4 | Solar |  |  | Interconnected | Chatfield | 55923 | 1 | 2 | Residential |  | 2015 | 2015
People's Energy Cooperative | 89 | 14468 | Co-op | PV0038 | 20.79 | Solar |  |  | Interconnected | Rochester | 55902 | 14 | 2 | Commercial |  | 2015 | 2015
People's Energy Cooperative | 89 | 14468 | Co-op | PV0039 | 11.44 | Solar |  |  | Interconnected | Rochester | 55902 | 14 | 2 | Residential |  | 2015 | 2015
People's Energy Cooperative | 89 | 14468 | Co-op | PV0040 | 12.04 | Solar |  |  | Interconnected | Rochester | 55901 | 16 | 3 | Residential |  | 2015 | 2015
People's Energy Cooperative | 89 | 14468 | Co-op | PV0040A | 16 | Solar |  |  | Interconnected | Rochester | 55901 | 16 | 3 | Residential |  | 2018 | 2018
People's Energy Cooperative | 89 | 14468 | Co-op | PV0041 | 12.65 | Solar |  |  | Interconnected | Kellogg | 55945 | 8 | 1 | Residential |  | 2015 | 2015
People's Energy Cooperative | 89 | 14468 | Co-op | PV0042 | 4.5 | Solar |  |  | Interconnected | Rochester | 55904 | 25 | 1 | Residential |  | 2015 | 2015
People's Energy Cooperative | 89 | 14468 | Co-op | PV0043 | 11.7 | Solar |  |  | Interconnected | Rochester | 55906 | 5 | 1 | Residential |  | 2015 | 2015
People's Energy Cooperative | 89 | 14468 | Co-op | PV0044 | 13.8 | Solar |  |  | Interconnected | Rochester | 55904 | 17 | 3 | Residential |  | 2015 | 2015
People's Energy Cooperative | 89 | 14468 | Co-op | PV0045 | 7.6 | Solar |  |  | Interconnected | Elgin | 55932 | 26 | 38 | Residential |  | 2015 | 2015
People's Energy Cooperative | 89 | 14468 | Co-op | PV0046 | 11.34 | Solar |  |  | Interconnected | Eyota | 55934 | 6 | 1 | Residential |  | 2015 | 2015
People's Energy Cooperative | 89 | 14468 | Co-op | PV0047 | 11.55 | Solar |  |  | Interconnected | Theilman | 55945 | 0 | 2 | Commercial |  | 2016 | 2016
People's Energy Cooperative | 89 | 14468 | Co-op | PV0048 | 13.44 | Solar |  |  | Interconnected | Plainview | 55964 | 4 | 3 | Commercial |  | 2016 | 2016
People's Energy Cooperative | 89 | 14468 | Co-op | PV0048A | 6 | Solar |  |  | Interconnected | Plainview | 55964 | 4 | 3 | Residential |  | 2019 | 2019
People's Energy Cooperative | 89 | 14468 | Co-op | PV0049 | 10.2 | Solar |  |  | Interconnected | Stewartville | 55976 | 17 | 4 | Residential |  | 2016 | 2016
People's Energy Cooperative | 89 | 14468 | Co-op | PV0050 | 10.8 | Solar |  |  | Interconnected | Rochester | 55904 | 5 | 3 | Residential |  | 2016 | 2016
People's Energy Cooperative | 89 | 14468 | Co-op | PV0051 | 9.24 | Solar |  |  | Interconnected | Rochester | 55906 | 3 | 2 | Residential |  | 2016 | 2016
People's Energy Cooperative | 89 | 14468 | Co-op | PV0052 | 8.45 | Solar |  |  | Interconnected | Elgin | 55932 | 15 | 2 | Residential |  | 2016 | 2016
People's Energy Cooperative | 89 | 14468 | Co-op | PV0053 | 8.4 | Solar |  |  | Interconnected | Rochester | 55904 | 25 | 3 | Residential |  | 2016 | 2016
People's Energy Cooperative | 89 | 14468 | Co-op | PV0054 | 13 | Solar |  |  | Interconnected | Elgin | 55932 | 18 | 2 | Commercial |  | 2016 | 2016
People's Energy Cooperative | 89 | 14468 | Co-op | PV0055 | 39.65 | Solar |  |  | Interconnected | Kasson | 55944 | 12 | 2 | Commercial |  | 2016 | 2016
People's Energy Cooperative | 89 | 14468 | Co-op | PV0056 | 5.85 | Solar |  |  | Interconnected | Oronoco | 55960 | 16 | 1 | Residential |  | 2016 | 2016
People's Energy Cooperative | 89 | 14468 | Co-op | PV0056A | 7.6 | Solar |  |  | Interconnected | Oronoco | 55960 | 16 | 1 | Residential |  | 2019 | 2019
People's Energy Cooperative | 89 | 14468 | Co-op | PV0057 | 14.9 | Solar |  |  | Interconnected | Elgin | 55932 | 5 | 3 | Residential |  | 2016 | 2016
People's Energy Cooperative | 89 | 14468 | Co-op | PV0058 | 9 | Solar |  |  | Interconnected | Rochester | 55901 | 3 | 4 | Commercial |  | 2016 | 2016
People's Energy Cooperative | 89 | 14468 | Co-op | PV0059 | 7.6 | Solar |  |  | Interconnected | Kasson | 55944 | 12 | 2 | Residential |  | 2016 | 2016
People's Energy Cooperative | 89 | 14468 | Co-op | PV0060 | 16.25 | Solar |  |  | Interconnected | Eyota | 55934 | 5 | 2 | Residential |  | 2016 | 2016
People's Energy Cooperative | 89 | 14468 | Co-op | PV0061 | 33.8 | Solar |  |  | Interconnected | Zumbro Falls | 55991 | 18 | 1 | Residential |  | 2016 | 2016
People's Energy Cooperative | 89 | 14468 | Co-op | PV0062 | 256 | Solar |  |  | Interconnected | Elgin | 55932 | 15 | 3 | Commercial |  | 2016 | 2016
People's Energy Cooperative | 89 | 14468 | Co-op | PV0063 | 10.72 | Solar |  |  | Interconnected | Oronoco | 55960 | 16 | 1 | Residential |  | 2016 | 2016
People's Energy Cooperative | 89 | 14468 | Co-op | PV0064 | 36 | Solar |  |  | Interconnected | Rochester | 55902 | 14 | 2 | Commercial |  | 2017 | 2017
People's Energy Cooperative | 89 | 14468 | Co-op | PV0065 | 4.86 | Solar |  |  | Interconnected | Rochester | 55904 | 25 | 1 | Residential |  | 2017 | 2017
People's Energy Cooperative | 89 | 14468 | Co-op | PV0066 | 13.65 | Solar |  |  | Interconnected | Byron | 55920 | 2 | 1 | Residential |  | 2017 | 2017
People's Energy Cooperative | 89 | 14468 | Co-op | PV0067 | 38 | Solar |  |  | Interconnected | Oronoco | 55960 | 16 | 1 | Residential |  | 2017 | 2017
People's Energy Cooperative | 89 | 14468 | Co-op | PV0068 | 7.8 | Solar |  |  | Interconnected | Eyota | 55934 | 5 | 2 | Residential |  | 2017 | 2017
People's Energy Cooperative | 89 | 14468 | Co-op | PV0069 | 10 | Solar |  |  | Interconnected | Lake City | 55041 | 7 | 1 | Residential |  | 2017 | 2017
People's Energy Cooperative | 89 | 14468 | Co-op | PV0070 | 14.95 | Solar |  |  | Interconnected | Rochester | 55902 | 2 | 2 | Residential |  | 2017 | 2017
People's Energy Cooperative | 89 | 14468 | Co-op | PV0071 | 10.95 | Solar |  |  | Interconnected | Oronoco | 55960 | 16 | 2 | Commercial |  | 2017 | 2017
People's Energy Cooperative | 89 | 14468 | Co-op | PV0071A | 21.9 | Solar |  |  | Interconnected | Oronoco | 55960 | 16 | 2 | Residential |  | 2018 | 2018
People's Energy Cooperative | 89 | 14468 | Co-op | PV0072 | 18.5 | Solar |  |  | Interconnected | Millville | 55957 | 4 | 1 | Residential |  | 2017 | 2017
People's Energy Cooperative | 89 | 14468 | Co-op | PV0073 | 10.95 | Solar |  |  | Interconnected | Rochester | 55902 | 14 | 2 | Residential |  | 2017 | 2017
People's Energy Cooperative | 89 | 14468 | Co-op | PV0073A | 3.25 | Solar |  |  | Interconnected | Rochester | 55902 | 14 | 2 | Residential |  | 2020 | 2020
People's Energy Cooperative | 89 | 14468 | Co-op | PV0074 | 39.96 | Solar |  |  | Interconnected | Oronoco | 55960 | 9 | 2 | Residential |  | 2017 | 2017
People's Energy Cooperative | 89 | 14468 | Co-op | PV0075 | 18.54 | Solar |  |  | Interconnected | Stewartville | 55976 | 30 | 60 | Commercial |  | 2017 | 2017
People's Energy Cooperative | 89 | 14468 | Co-op | PV0076 | 7.6 | Solar |  |  | Interconnected | Rochester | 55901 | 3 | 4 | Residential |  | 2017 | 2017
People's Energy Cooperative | 89 | 14468 | Co-op | PV0077 | 7.6 | Solar |  |  | Interconnected | Eyota | 55934 | 15 | 2 | Residential |  | 2017 | 2017
People's Energy Cooperative | 89 | 14468 | Co-op | PV0078 | 24 | Solar |  |  | Interconnected | Stewartville | 55976 | 11 | 1 | Commercial |  | 2017 | 2017
People's Energy Cooperative | 89 | 14468 | Co-op | PV0078A | 34 | Solar |  |  | Interconnected | Stewartville | 55976 | 11 | 1 | Residential |  | 2020 | 2020
People's Energy Cooperative | 89 | 14468 | Co-op | PV0079 | 72 | Solar |  |  | Interconnected | Byron | 55920 | 2 | 1 | Residential |  | 2018 | 2018
People's Energy Cooperative | 89 | 14468 | Co-op | PV0080 | 36 | Solar |  |  | Interconnected | Byron | 55920 | 2 | 1 | Residential |  | 2018 | 2018
People's Energy Cooperative | 89 | 14468 | Co-op | PV0081 | 6 | Solar |  |  | Interconnected | Oronoco | 55960 | 16 | 1 | Residential |  | 2018 | 2018
People's Energy Cooperative | 89 | 14468 | Co-op | PV0082 | 5.8 | Solar |  |  | Interconnected | Oronoco | 55960 | 16 | 1 | Residential |  | 2018 | 2018
People's Energy Cooperative | 89 | 14468 | Co-op | PV0083 | 27.2 | Solar |  |  | Interconnected | Chatfield | 55923 | 20 | 1 | Residential |  | 2018 | 2018
People's Energy Cooperative | 89 | 14468 | Co-op | PV0084 | 12 | Solar |  |  | Interconnected | Rochester | 55905 | 18 | 2 | Residential |  | 2018 | 2018
People's Energy Cooperative | 89 | 14468 | Co-op | PV0085 | 12.5 | Solar |  |  | Interconnected | Byron | 55920 | 2 | 1 | Residential |  | 2018 | 2018
People's Energy Cooperative | 89 | 14468 | Co-op | PV0086 | 6 | Solar |  |  | Interconnected | Rochester | 55906 | 3 | 3 | Residential |  | 2018 | 2018
People's Energy Cooperative | 89 | 14468 | Co-op | PV0087 | 12 | Solar |  |  | Interconnected | Eyota | 55934 | 6 | 2 | Residential |  | 2018 | 2018
People's Energy Cooperative | 89 | 14468 | Co-op | PV0088 | 37.5 | Solar |  |  | Interconnected | Elgin | 55932 | 15 | 3 | Residential |  | 2018 | 2018
People's Energy Cooperative | 89 | 14468 | Co-op | PV0089 | 3 | Solar |  |  | Interconnected | Kasson | 55944 | 12 | 1 | Residential |  | 2018 | 2018
People's Energy Cooperative | 89 | 14468 | Co-op | PV0090 | 30.4 | Solar |  |  | Interconnected | Plainview | 55964 | 8 | 2 | Residential |  | 2018 | 2018
People's Energy Cooperative | 89 | 14468 | Co-op | PV0090A | 7.3 | Solar |  |  | Interconnected | Plainview | 55964 | 8 | 3 | Residential |  | 2019 | 2020
People's Energy Cooperative | 89 | 14468 | Co-op | PV0091 | 15.2 | Solar |  |  | Interconnected | Plainview | 55964 | 8 | 2 | Residential |  | 2018 | 2018
People's Energy Cooperative | 89 | 14468 | Co-op | PV0092 | 12.5 | Solar |  |  | Interconnected | Rochester | 55906 | 3 | 3 | Residential |  | 2018 | 2018
People's Energy Cooperative | 89 | 14468 | Co-op | PV0093 | 22 | Solar |  |  | Interconnected | Rochester | 55901 | 3 | 3 | Residential |  | 2018 | 2018
People's Energy Cooperative | 89 | 14468 | Co-op | PV0094 | 10 | Solar |  |  | Interconnected | Rochester | 55904 | 25 | 1 | Residential |  | 2019 | 2019
People's Energy Cooperative | 89 | 14468 | Co-op | PV0095 | 25 | Solar |  |  | Interconnected | Eyota | 55965 | 6 | 4 | Residential |  | 2019 | 2019
People's Energy Cooperative | 89 | 14468 | Co-op | PV0096 | 8.4 | Solar |  |  | Interconnected | Pine Island | 55963 | 16 | 2 | Residential |  | 2019 | 2019
People's Energy Cooperative | 89 | 14468 | Co-op | PV0097 | 19.3 | Solar |  |  | Interconnected | Rochester | 55904 | 1 | 3 | Residential |  | 2019 | 2019
People's Energy Cooperative | 89 | 14468 | Co-op | PV0098 | 7.6 | Solar |  |  | Interconnected | Rochester | 55902 | 14 | 1 | Residential |  | 2019 | 2019
People's Energy Cooperative | 89 | 14468 | Co-op | PV0099 | 11.4 | Solar |  |  | Interconnected | Rochester | 55904 | 1 | 3 | Residential |  | 2019 | 2019
People's Energy Cooperative | 89 | 14468 | Co-op | PV0100 | 5 | Solar |  |  | Interconnected | Rochester | 55901 | 3 | 2 | Residential |  | 2019 | 2019
People's Energy Cooperative | 89 | 14468 | Co-op | PV0101 | 15 | Solar |  |  | Interconnected | Chatfield | 55923 | 20 | 2 | Residential |  | 2019 | 2019
People's Energy Cooperative | 89 | 14468 | Co-op | PV0102 | 7.6 | Solar |  |  | Interconnected | Oronoco | 55960 | 3 | 4 | Residential |  | 2019 | 2019
People's Energy Cooperative | 89 | 14468 | Co-op | PV0103 | 15 | Solar |  |  | Interconnected | Oronoco | 55960 | 16 | 2 | Residential |  | 2019 | 2019
People's Energy Cooperative | 89 | 14468 | Co-op | PV0104 | 7.6 | Solar |  |  | Interconnected | Rochester | 55904 | 25 | 4 | Residential |  | 2019 | 2019
People's Energy Cooperative | 89 | 14468 | Co-op | PV0105 | 27.5 | Solar |  |  | Interconnected | Plainview | 55964 | 27 | 1 | Residential |  | 2019 | 2019
People's Energy Cooperative | 89 | 14468 | Co-op | PV0106 | 10 | Solar |  |  | Interconnected | Chatfield | 55923 | 1 | 1 | Residential |  | 2019 | 2019
People's Energy Cooperative | 89 | 14468 | Co-op | PV0107 | 11.4 | Solar |  |  | Interconnected | Rochester | 55901 | 3 | 35 | Residential |  | 2019 | 2019
People's Energy Cooperative | 89 | 14468 | Co-op | PV0108 | 39.9 | Solar |  |  | Interconnected | Rochester | 55904 | 3 | 2 | Commercial |  | 2019 | 2019
People's Energy Cooperative | 89 | 14468 | Co-op | PV0109 | 15 | Solar |  |  | Interconnected | Plainview | 55964 | 27 | 4 | Residential |  | 2019 | 2019
People's Energy Cooperative | 89 | 14468 | Co-op | PV0110 | 11.4 | Solar |  | X | Interconnected | Rochester | 55906 | 3 | 3 | Residential |  | 2019 | 2019
People's Energy Cooperative | 89 | 14468 | Co-op | PV0111 | 15.2 | Solar |  |  | Interconnected | Rochester | 55906 | 5 | 2 | Residential |  | 2019 | 2019
People's Energy Cooperative | 89 | 14468 | Co-op | PV0112 | 8.2 | Solar |  |  | Interconnected | Rochester | 55904 | 25 | 1 | Residential |  | 2019 | 2019
People's Energy Cooperative | 89 | 14468 | Co-op | PV0113 | 48.2 | Solar |  |  | Interconnected | Stewartville | 55976 | 2 | 2 | Residential |  | 2019 | 2020
People's Energy Cooperative | 89 | 14468 | Co-op | PV0115 | 23.04 | Solar |  |  | Interconnected | Eyota | 55934 | 15 | 1 | Residential |  | 2019 | 2020
People's Energy Cooperative | 89 | 14468 | Co-op | PV0116 | 11.4 | Solar |  |  | Interconnected | Rochester | 55904 | 5 | 3 | Residential |  | 2020 | 2020
People's Energy Cooperative | 89 | 14468 | Co-op | PV0117 | 3.8 | Solar |  |  | Interconnected | Kasson | 55944 | 12 | 2 | Residential |  | 2020 | 2020
People's Energy Cooperative | 89 | 14468 | Co-op | PV0118 | 10 | Solar |  |  | Interconnected | Rochester | 55901 | 3 | 3 | Residential |  | 2020 | 2020
People's Energy Cooperative | 89 | 14468 | Co-op | PV0120 | 37.5 | Solar |  |  | Interconnected | Elgin | 55932 | 15 | 2 | Residential |  | 2020 | 2020
People's Energy Cooperative | 89 | 14468 | Co-op | PV0121 | 25 | Solar |  |  | Interconnected | Pine Island | 55963 | 9 | 1 | Residential |  | 2020 | 2020
People's Energy Cooperative | 89 | 14468 | Co-op | PV0122 | 22.8 | Solar |  |  | Interconnected | Stewartville | 55976 | 24 | 1 | Residential |  | 2020 | 2020
People's Energy Cooperative | 89 | 14468 | Co-op | PV0124 | 5 | Solar |  |  | Interconnected | Rochester | 55904 | 25 | 1 | Residential |  | 2020 | 2020
People's Energy Cooperative | 89 | 14468 | Co-op | PV0129 | 37.5 | Solar |  |  | Interconnected | Elgin | 55932 | 4 | 3 | Residential |  | 2020 | 2020
People's Energy Cooperative | 89 | 14468 | Co-op | PV0130 | 34.2 | Solar |  |  | Interconnected | Rochester | 55902 | 14 | 2 | Residential |  | 2020 | 2020
People's Energy Cooperative | 89 | 14468 | Co-op | PV0131 | 37.5 | Solar |  |  | Interconnected | Plainview | 55964 | 8 | 3 | Residential |  | 2020 | 2020
People's Energy Cooperative | 89 | 14468 | Co-op | PV0132 | 34.2 | Solar |  |  | Interconnected | Rochester | 55901 | 3 | 4 | Commercial |  | 2020 | 2020
People's Energy Cooperative | 89 | 14468 | Co-op | PV0133 | 3.8 | Solar |  |  | Interconnected | Eyota | 55934 | 28 | 2 | Residential |  | 2020 | 2020
People's Energy Cooperative | 89 | 14468 | Co-op | PV0134 | 10 | Solar |  |  | Interconnected | Rochester | 55906 | 3 | 3 | Residential |  | 2020 | 2020
People's Energy Cooperative | 89 | 14468 | Co-op | PV0135 | 24 | Solar |  |  | Interconnected | Dodge Center | 55927 | 12 | 3 | Commercial |  | 2020 | 2020
People's Energy Cooperative | 89 | 14468 | Co-op | PV0136 | 10 | Solar |  |  | Interconnected | Stewartville | 55976 | 11 | 1 | Residential |  | 2020 | 2020
People's Energy Cooperative | 89 | 14468 | Co-op | PV0137 | 22.8 | Solar |  |  | Interconnected | Stewartville | 55976 | 1 | 3 | Residential |  | 2020 | 2020
People's Energy Cooperative | 89 | 14468 | Co-op | PV0138 | 16.44 | Solar |  |  | Interconnected | Grand Meadow | 55936 | 11 | 2 | Commercial |  | 2020 | 2020
People's Energy Cooperative | 89 | 14468 | Co-op | PV0140 | 13.6 | Solar |  |  | Interconnected | Rochester | 55906 | 5 | 1 | Residential |  | 2020 | 2020
People's Energy Cooperative | 89 | 14468 | Co-op | PV0141 | 38.2 | Solar |  |  | Interconnected | Eyota | 55934 | 5 | 2 | Residential |  | 2020 | 2020
People's Energy Cooperative | 89 | 14468 | Co-op | PV0142 | 10 | Solar |  | X | Interconnected | Rochester | 55904 | 5 | 1 | Residential |  | 2020 | 2020
People's Energy Cooperative | 89 | 14468 | Co-op | PV0143 | 4.8 | Solar |  |  | Interconnected | Rochester | 55901 | 16 | 2 | Residential |  | 2020 | 2020
People's Energy Cooperative | 89 | 14468 | Co-op | PV0144 | 15.2 | Solar |  |  | Interconnected | Rochester | 55902 | 14 | 2 | Residential |  | 2020 | 2020
People's Energy Cooperative | 89 | 14468 | Co-op | PV0145 | 14.5 | Solar |  | X | Interconnected | Oronoco | 55920 | 16 | 2 | Residential |  | 2020 | 2020
People's Energy Cooperative | 89 | 14468 | Co-op | PV0146 | 37.5 | Solar |  |  | Interconnected | Rochester | 55902 | 17 | 2 | Residential |  | 2020 | 2020
People's Energy Cooperative | 89 | 14468 | Co-op | PV0148 | 37.6 | Solar |  |  | Interconnected | Millville | 55957 | 4 | 3 | Residential |  | 2020 | 2020
People's Energy Cooperative | 89 | 14468 | Co-op | WD0001 | 39.5 | Wind |  |  | Interconnected | Eyota | 55934 | 6 | 2 | Commercial |  | 2008 | 2008
People's Energy Cooperative | 89 | 14468 | Co-op | WD0002 | 10 | Wind |  |  | Interconnected | Stewartville | 55976 | 10 | 3 | Residential |  | 2011 | 2011
People's Energy Cooperative | 89 | 14468 | Co-op | WD0005 | 10 | Wind |  |  | Interconnected | Saint Charles | 55972 | 22 | 1 | Residential |  | 2011 | 2011
People's Energy Cooperative | 89 | 14468 | Co-op | WD0006 | 10 | Wind |  |  | Interconnected | Rochester | 55902 | 14 | 2 | Commercial |  | 2011 | 2011
People's Energy Cooperative | 89 | 14468 | Co-op | WD0007 | 10 | Wind |  |  | Interconnected | Chatfield | 55923 | 20 | 1 | Commercial |  | 2014 | 2014
People's Energy Cooperative | 89 | 14468 | Co-op | WD0008 | 39.9 | Wind |  |  | Interconnected | Elgin | 55932 | 4 | 3 | Commercial |  | 2017 | 2017
People's Energy Cooperative | 89 | 14468 | Co-op | WD0009 | 34.5 | Wind |  |  | Interconnected | Rochester | 55902 | 14 | 2 | Residential |  | 2016 | 2016
People's Energy Cooperative | 89 | 14468 | Co-op | PV0079A | 36 | Solar |  |  | Withdrawn | Byron | 55920 | 9 | 1 | Commercial |  | 2020
People's Energy Cooperative | 89 | 14468 | Co-op | PV0114 | 10 | Solar |  |  | Withdrawn | Rochester | 55904 | 25 | 1 | Residential |  | 2019
People's Energy Cooperative | 89 | 14468 | Co-op | PV0123 | 36 | Solar |  |  | Withdrawn | Byron | 55920 | 9 | 1 | Residential |  | 2020
People's Energy Cooperative | 89 | 14468 | Co-op | PV0125 | 39.9 | Solar |  |  | Withdrawn | Byron | 55976 | 2 | 2 | Residential |  | 2020
People's Energy Cooperative | 89 | 14468 | Co-op | PV0126 | 39.99 | Solar |  |  | Withdrawn | Byron | 55976 | 2 | 2 | Residential |  | 2020
People's Energy Cooperative | 89 | 14468 | Co-op | PV0149 | 5 | Solar |  |  | Withdrawn | Oronoco | 55960 | 16 | 2 | Residential |  | 2020
People's Energy Cooperative | 89 | 14468 | Co-op | PV0150 | 5 | Solar |  |  | Withdrawn | Rochester | 55904 | 5 | 3 | Residential |  | 2020
People's Energy Cooperative | 89 | 14468 | Co-op | PV0152 | 10.32 | Solar |  | X | Withdrawn | Eyota | 55934 | 5 | 2 | Residential |  | 2020
People's Energy Cooperative | 89 | 14468 | Co-op | WD0010 | 39.9 | Wind |  |  | Withdrawn | Rochester | 55906 | 3 | 3 | Commercial |  | 2019
People's Energy Cooperative | 89 | 14468 | Co-op | WD0011 | 39 | Wind |  |  | Withdrawn | Rochester | 55906 | 3 | 3 | Commercial |  | 2020
PKM Electric Cooperative, Inc. | 25 | 14178 | Co-op | 65087 | 7.5 | Solar |  |  | Interconnected | Warren | 56762 | 61 |  | Residential | n/a | 2017 | 2017
Preston Public Utilities | 176 | 15348 | Muni | 1 | 1.5 | Solar |  |  | Interconnected | Preston | 55965 | South Preston | SE | Residential | n/a |  | 2015
Preston Public Utilities | 176 | 15348 | Muni | 2 | 4 | Solar |  |  | Interconnected | Preston | 55965 | South Preston | S | Utility | n/a |  | 2017
Princeton Public Utilities | 92 | 15387 | Muni | 2019 - 001 | 9.36 | Solar |  |  | Interconnected | Princeton | 55371 | Power Plant | 12 | Residential | n/a | 2019 | 2019
Princeton Public Utilities | 92 | 15387 | Muni | 2020 - 001 | 5.8 | Solar |  |  | Interconnected | Princeton | 55371 | Power Plant | 12 | Residential | n/a | 2020 | 2020
Princeton Public Utilities | 92 | 15387 | Muni | 2020 - 002 | 11.168 | Solar |  |  | Interconnected | Princeton | 55371 | Power Plant | 17 | Commercial | n/a | 2020 | 2020
Red Lake Electric Cooperative, Inc. | 94 | 26934 | Co-op | 5814001.1 | 10 | Solar |  |  | Interconnected | Red Lake Falls | 56750 | Huot | 1 | Residential | n/a | 2018 | 2018
Red Lake Electric Cooperative, Inc. | 94 | 26934 | Co-op | 5814001.2 | 10 | Solar |  |  | Interconnected | Red Lake Falls | 56750 | Huot | 1 | Residential | n/a | 2019 | 2019
Red Lake Electric Cooperative, Inc. | 94 | 26934 | Co-op | 5913008 | 5 | Solar |  |  | Interconnected | Red Lake Falls | 56750 | Terrebonne | 5 | Residential | n/a | 2019 | 2019
Red Lake Electric Cooperative, Inc. | 94 | 26934 | Co-op | 5913014 | 2.2 | Solar |  |  | Interconnected | Red Lake Falls | 56750 | Terrebonne | 5 | Residential | n/a | 2020 | 2020
Red Lake Electric Cooperative, Inc. | 94 | 26934 | Co-op | 6717001 | 8.2 | Solar |  |  | Interconnected | Brooks | 56715 | Oklee | 3 | Residential | n/a | 2016 | 2016
Red Lake Electric Cooperative, Inc. | 94 | 26934 | Co-op | 6935006 | 36 | Solar |  |  | Interconnected | Red Lake Falls | 56750 | Terrebonne | 2 | Residential | n/a | 2020 | 2020
Red Lake Electric Cooperative, Inc. | 94 | 26934 | Co-op | 7105004 | 3.7 | Wind |  |  | Interconnected | Cookston | 56716 | Huot | 4 | Residential | n/a | 2008 | 2008
Red Lake Electric Cooperative, Inc. | 94 | 26934 | Co-op | 7123003.1 | 10 | Solar |  |  | Interconnected | Crookston | 56716 | Gentilly Creek | 2 | Residential | n/a | 2019 | 2019
Red Lake Electric Cooperative, Inc. | 94 | 26934 | Co-op | 7123003.2 | 10 | Solar |  |  | Interconnected | Crookston | 56716 | Gentilly Creek | 2 | Residential | n/a | 2020 | 2020
RED RIVER VALLEY COOPERATIVE POWER ASSN. | 95 | 26939 | Co-op | 04 30 2143 | 39 | Solar |  |  | Interconnected | East Grand Forks | 56721 | 2 | 50360 | Residential | n/a |  | 2017
RED RIVER VALLEY COOPERATIVE POWER ASSN. | 95 | 26939 | Co-op | 31 20 4361 | 4 | Solar |  |  | Interconnected | Halstad | 56548 | 3 | 310200 | Commercial | n/a |  | 2016
RED RIVER VALLEY COOPERATIVE POWER ASSN. | 95 | 26939 | Co-op | 44 18 2209 | 30 | Wind |  |  | Interconnected | Felton | 56536 | 11 | 440070 | Commercial | n/a |  | 2016
RED RIVER VALLEY COOPERATIVE POWER ASSN. | 95 | 26939 | Co-op | 45 22 1729 | 30 | Wind |  |  | Interconnected | Felton | 56536 | 11 | 450220 | Commercial | n/a |  | 2016
RED RIVER VALLEY COOPERATIVE POWER ASSN. | 95 | 26939 | Co-op | 45 22 2229 | 11.4 | Solar |  |  | Interconnected | Felton | 56536 | 11 | 3 | Residential | n/a | 2020 | 2020
RED RIVER VALLEY COOPERATIVE POWER ASSN. | 95 | 26939 | Co-op | 47 03 5573 | 19.8 | Solar |  |  | Interconnected | Moorhead | 56560 | 4 | 5 | Residential | n/a | 2020 | 2020
RED RIVER VALLEY COOPERATIVE POWER ASSN. | 95 | 26939 | Co-op | 48 07 5064 | 30 | Wind |  |  | Interconnected | Glyndon | 56547 | 4 | 480160 | Commercial | n/a |  | 2017
RED RIVER VALLEY COOPERATIVE POWER ASSN. | 95 | 26939 | Co-op | 51 14 4626 | 10 | Solar |  | X | Interconnected | Glyndon | 56547 | 5 | 510144 | Residential | n/a |  | 2018
RED RIVER VALLEY COOPERATIVE POWER ASSN. | 95 | 26939 | Co-op | 51 24 1724 | 38 | Solar |  |  | Interconnected | Glyndon | 56547 | 5 | 510120 | Residential | n/a | 2019 | 2019
RED RIVER VALLEY COOPERATIVE POWER ASSN. | 95 | 26939 | Co-op | 54 24 0543 | 30 | Wind |  |  | Interconnected | Sabin | 56580 | 8 | 540260 | Residential | n/a |  | 2018
RED RIVER VALLEY COOPERATIVE POWER ASSN. | 95 | 26939 | Co-op | 58 25 535 | 12 | Solar |  |  | Interconnected | Moorhead | 56560 | 8 | 580361 | Commercial | n/a |  | 2014
REDWOOD ELECTRIC COOPERATIVE | 96 | 15750 | Co-op | 07-36-L | 3.7 | Solar |  |  | Interconnected | Redwood Falls | 56283 | 2 | 4 | Residential | n/a | 2014 | 2014
REDWOOD ELECTRIC COOPERATIVE | 96 | 15750 | Co-op | 12-30-A | 2.8 | Wind |  |  | Interconnected | Vesta | 56292 | 3 | 3 | Residential | n/a | 2014 | 2014
REDWOOD ELECTRIC COOPERATIVE | 96 | 15750 | Co-op | 12-30-B | 10 | Wind |  |  | Interconnected | Seaforth | 56292 |  |  | Residential | n/a | 2014 | 2014
REDWOOD ELECTRIC COOPERATIVE | 96 | 15750 | Co-op | 12-36-B | 34 | Solar |  |  | Interconnected | Wabasso | 56293 | 2 | 4 | Commercial | n/a | 2011 | 2011
REDWOOD ELECTRIC COOPERATIVE | 96 | 15750 | Co-op | 13-15-B | 5.6 | Wind |  |  | Interconnected | Redwood Falls | 56283 | 2 | 4 | Residential | n/a | 2010 | 2010
REDWOOD ELECTRIC COOPERATIVE | 96 | 15750 | Co-op | 14-22-C | 18.3 | Solar |  |  | Interconnected | Redwood Falls | 56283 | 2 | 2 | Residential | n/a | 2018 | 2018
REDWOOD ELECTRIC COOPERATIVE | 96 | 15750 | Co-op | 14-30-A | 2.8 | Solar |  |  | Interconnected | Redwood Falls | 56283 | 2 | 2 | Residential | n/a | 2009 | 2009
REDWOOD ELECTRIC COOPERATIVE | 96 | 15750 | Co-op | 15-31-C | 39.9 | Wind |  |  | Interconnected | Morgan | 56266 | 2 | 2 | Residential | n/a | 2011 | 2011
REDWOOD ELECTRIC COOPERATIVE | 96 | 15750 | Co-op | 19-10-A | 22 | Solar |  |  | Interconnected | Wabasso | 56293 | 3 | 4 | Residential | n/a | 2016 | 2016
REDWOOD ELECTRIC COOPERATIVE | 96 | 15750 | Co-op | 19-24-C | 2.8 | Solar |  |  | Interconnected | Lucan | 56255 | 1 | 1 | Residential | n/a | 2011 | 2011
REDWOOD ELECTRIC COOPERATIVE | 96 | 15750 | Co-op | 20-19-C | 5.8 | Solar |  |  | Interconnected | Wabasso | 56293 | 1 | 1 | Residential | n/a | 2011 | 2011
REDWOOD ELECTRIC COOPERATIVE | 96 | 15750 | Co-op | 21-17-A | 39.9 | Wind |  |  | Interconnected | Redwood Falls | 56283 | 2 | 4 | Residential | n/a | 2014 | 2014
REDWOOD ELECTRIC COOPERATIVE | 96 | 15750 | Co-op | 22-06-AA | 5.8 | Solar |  |  | Interconnected | Redwood Falls | 56283 | 2 | 3 | Residential | n/a | 2011 | 2011
REDWOOD ELECTRIC COOPERATIVE | 96 | 15750 | Co-op | 27-06-B | 39.9 | Wind |  |  | Interconnected | Walnut Grove | 56180 | 1 | 4 | Residential | n/a | 2011 | 2011
REDWOOD ELECTRIC COOPERATIVE | 96 | 15750 | Co-op | 29-01-A | 3.6 | Solar |  |  | Interconnected | Clements | 56224 | 5 | 2 | Residential | n/a | 2011 | 2011
REDWOOD ELECTRIC COOPERATIVE | 96 | 15750 | Co-op | 30-12-A | 18 | Solar |  |  | Interconnected | Clements | 56224 | 6 | 1 | Residential | n/a | 2016 | 2016
REDWOOD ELECTRIC COOPERATIVE | 96 | 15750 | Co-op | 30-16-F | 11.2 | Wind |  |  | Interconnected | Clements | 56224 | 4 | 2 | Commercial | n/a | 2009 | 2009
REDWOOD ELECTRIC COOPERATIVE | 96 | 15750 | Co-op | 31-19-B | 9.45 | Solar |  |  | Interconnected | Springfield | 56087 | 6 | 2 | Residential | n/a | 2016 | 2016
REDWOOD ELECTRIC COOPERATIVE | 96 | 15750 | Co-op | 36-07-B | 10 | Solar |  |  | Interconnected | Lamberton | 56152 | 9 | 1 | Residential | n/a | 2011 | 2011
REDWOOD ELECTRIC COOPERATIVE | 96 | 15750 | Co-op | 38-02-C | 2.8 | Wind |  |  | Interconnected | Springfield | 56087 | 6 | 3 | Residential | n/a | 2009 | 2009
REDWOOD ELECTRIC COOPERATIVE | 96 | 15750 | Co-op | 38-06-D | 2.8 | Wind |  |  | Interconnected | Springfield | 56087 | 4 | 3 | Residential | n/a | 2010 | 2010
REDWOOD ELECTRIC COOPERATIVE | 96 | 15750 | Co-op | 38-13-A | 5.6 | Wind |  |  | Interconnected | Springfield | 56087 | 6 | 3 | Residential | n/a | 2009 | 2009
REDWOOD ELECTRIC COOPERATIVE | 96 | 15750 | Co-op | 38-13-B | 5.6 | Solar |  |  | Interconnected | Springfield | 56087 | 6 | 3 | Residential | n/a | 2009 | 2009
REDWOOD ELECTRIC COOPERATIVE | 96 | 15750 | Co-op | NOVA3271 | 38.4 | Solar |  |  | Interconnected | Lamberton | 56152 | 9 | 4 | Residential |  | 2020 | 2020
REDWOOD ELECTRIC COOPERATIVE | 96 | 15750 | Co-op | NOVA3272 | 15.2 | Solar |  |  | Interconnected | Lamberton | 56152 | 1 | 3 | Residential |  | 2020 | 2020
Redwood Falls Public Utilities | 97 | 15793 | Muni | Site #1 | 10.72 | Solar |  |  | Interconnected | Redwood Falls | 56283 | West | 4 | Commercial |  | 2010 | 2010
Redwood Falls Public Utilities | 97 | 15793 | Muni | Site #2 | 80 | Solar |  |  | Interconnected | Redwood Falls | 56283 | East | 2 | Commercial |  | 2015 | 2015
Renville-Sibley Cooperative Power Association | 98 | 15845 | Co-op | 22-24-320 | 35 | Solar |  |  | Interconnected | Renville | 56284 | 1 | 222 | Residential | n/a |  | 2017
Renville-Sibley Cooperative Power Association | 98 | 15845 | Co-op | 24-36-030 | 30.12 | Solar |  |  | Interconnected | Olivia | 56277 | 2 | 322 | Commercial | n/a |  | 2016
Renville-Sibley Cooperative Power Association | 98 | 15845 | Co-op | 24-36-040 | 23.18 | Solar |  |  | Interconnected | Olivia | 56277 | 2 | 322 | Commercial | n/a |  | 2016
Renville-Sibley Cooperative Power Association | 98 | 15845 | Co-op | 24-36-050 | 37.82 | Solar |  |  | Interconnected | Olivia | 56277 | 2 | 322 | Residential | n/a |  | 2016
Renville-Sibley Cooperative Power Association | 98 | 15845 | Co-op | 25-14-280 | 39.9 | Wind |  |  | Interconnected | Bird Island | 55310 | 2 | 222 | Commercial | n/a |  | 2011
Renville-Sibley Cooperative Power Association | 98 | 15845 | Co-op | 33-18-310 | 24 | Solar |  |  | Interconnected | Renville | 56284 | 1 | 422 | Residential | n/a |  | 2015
Renville-Sibley Cooperative Power Association | 98 | 15845 | Co-op | 33-26-260 | 23.59 | Solar |  |  | Interconnected | Renville | 56284 | 3 | 122 | Residential | n/a |  | 2016
Renville-Sibley Cooperative Power Association | 98 | 15845 | Co-op | 35-10-040 | 30 | Solar |  |  | Interconnected | Olivia | 56277 | 2 | 122 | Residential | n/a |  | 2014
Renville-Sibley Cooperative Power Association | 98 | 15845 | Co-op | 44-19-180 | 39.24 | Solar |  |  | Interconnected | Danube | 56230 | 4 | 222 | Residential | n/a |  | 2016
Renville-Sibley Cooperative Power Association | 98 | 15845 | Co-op | 44-19-250 | 39.24 | Solar |  |  | Interconnected | Danube | 56230 | 4 | 222 | Commercial | n/a |  | 2015
Renville-Sibley Cooperative Power Association | 98 | 15845 | Co-op | 44-30-080 | 39.2 | Solar |  |  | Interconnected | Danube | 56230 | 4 | 222 | Residential | n/a |  | 2015
Renville-Sibley Cooperative Power Association | 98 | 15845 | Co-op | 44-31-310 | 5.4 | Other |  |  | Interconnected | Redwood Falls | 56283 | 4 | 222 | Residential | n/a |  | 2010
Renville-Sibley Cooperative Power Association | 98 | 15845 | Co-op | 45-36-170 | 35.2 | Solar |  |  | Interconnected | Bird Island | 55310 | 5 | 422 | Commercial | n/a |  | 2017
Renville-Sibley Cooperative Power Association | 98 | 15845 | Co-op | 45-36-220 | 22.8 | Solar |  |  | Interconnected | Franklin | 55333 | 5 | 422 | Residential | n/a |  | 2017
Renville-Sibley Cooperative Power Association | 98 | 15845 | Co-op | 45-36-250 | 35.2 | Solar |  |  | Interconnected | Franklin | 55333 | 5 | 422 | Commercial | n/a |  | 2017
Renville-Sibley Cooperative Power Association | 98 | 15845 | Co-op | 55-01-140 | 35.2 | Solar |  |  | Interconnected | Franklin | 55333 | 5 | 422 | Commercial | n/a |  | 2017
Renville-Sibley Cooperative Power Association | 98 | 15845 | Co-op | 55-01-180 | 35.2 | Solar |  |  | Interconnected | Franklin | 55333 | 5 | 422 | Commercial | n/a |  | 2017
Renville-Sibley Cooperative Power Association | 98 | 15845 | Co-op | 57-26-270 | 21 | Solar |  |  | Interconnected | Fairfax | 55332 | 6 | 222 | Residential | n/a |  | 2017
Renville-Sibley Cooperative Power Association | 98 | 15845 | Co-op | 57-32-320 | 6 | Solar |  |  | Interconnected | Fairfax | 55332 | 6 | 522 | Commercial | n/a |  | 2017
Renville-Sibley Cooperative Power Association | 98 | 15845 | Co-op | 57-34-220 | 24 | Solar |  |  | Interconnected | Fairfax | 55332 | 6 | 222 | Residential | n/a |  | 2017
Renville-Sibley Cooperative Power Association | 98 | 15845 | Co-op | 57-36-370 | 18 | Solar |  |  | Interconnected | Fairfax | 55332 | 6 | 122 | Commercial | n/a |  | 2017
Renville-Sibley Cooperative Power Association | 98 | 15845 | Co-op | 66-02-050 | 6.72 | Solar |  |  | Interconnected | Fairfax | 55332 | 6 | 522 | Residential | n/a |  | 2011
Renville-Sibley Cooperative Power Association | 98 | 15845 | Co-op | 66-05-310 | 20 | Wind |  |  | Interconnected | Franklin | 55333 | 5 | 222 | Residential | n/a |  | 2009
Renville-Sibley Cooperative Power Association | 98 | 15845 | Co-op | 67-10-250 | 18 | Solar |  |  | Interconnected | Fairfax | 55332 | 6 | 422 | Commercial | n/a |  | 2017
Renville-Sibley Cooperative Power Association | 98 | 15845 | Co-op | 67-12-080 | 17.68 | Solar |  |  | Interconnected | Fairfax | 55332 | 6 | 422 | Residential | n/a |  | 2017
Renville-Sibley Cooperative Power Association | 98 | 15845 | Co-op | 67-27-260 | 39.06 | Solar |  |  | Interconnected | Fairfax | 55332 | 6 | 122 | Commercial | n/a |  | 2016
Renville-Sibley Cooperative Power Association | 98 | 15845 | Co-op | 68-06-210 | 37.5 | Solar |  |  | Interconnected | Fairfax | 55332 | 6 | 422 | Residential | n/a |  | 2015
Renville-Sibley Cooperative Power Association | 98 | 15845 | Co-op | 68-08-390 | 19.8 | Solar |  |  | Interconnected | Gibbon | 55335 | 6 | 422 | Residential | n/a |  | 2015
Renville-Sibley Cooperative Power Association | 98 | 15845 | Co-op | 68-13-010 | 39.86 | Solar |  |  | Interconnected | Gibbon | 55335 | 6 | 422 | Commercial | n/a |  | 2016
Renville-Sibley Cooperative Power Association | 98 | 15845 | Co-op | 68-23-280 | 39.06 | Solar |  |  | Interconnected | Gibbon | 55335 | 6 | 422 | Residential | n/a |  | 2016
Renville-Sibley Cooperative Power Association | 98 | 15845 | Co-op | 68-26-160 | 19.8 | Solar |  |  | Interconnected | Gibbon | 55335 | 6 | 322 | Residential | n/a |  | 2016
Renville-Sibley Cooperative Power Association | 98 | 15845 | Co-op | 68-28-370 | 6 | Solar |  |  | Interconnected | Gibbon | 55335 | 6 | 322 | Residential | n/a |  | 2015
Rochester Public Utilities | 99 | 16181 | Muni | 2042928a | 2.94 | Solar |  |  | Interconnected | Rochester | 55901 | Northern Hills | 1302 | Residential |  | 2013 | 2013
Rochester Public Utilities | 99 | 16181 | Muni | 2042928b | 2.5 | Solar |  |  | Interconnected | Rochester | 55901 | Northern Hills | 1302 | Residential |  | 2009 | 2009
Rochester Public Utilities | 99 | 16181 | Muni | 2047416a | 5 | Solar |  |  | Interconnected | Rochester | 55901 | Northern Hills | 1311 | Residential |  | 2019 | 2019
Rochester Public Utilities | 99 | 16181 | Muni | 2047416b | 5 | Solar |  |  | Interconnected | Rochester | 55901 | Northern Hills | 1311 | Residential |  | 2015 | 2015
Rochester Public Utilities | 99 | 16181 | Muni | 2085025a | 7.6 | Solar |  |  | Interconnected | Rochester | 55904 | Willow Creek | 613 | Commercial |  | 2017 | 2017
Rochester Public Utilities | 99 | 16181 | Muni | 2085025b | 5 | storage |  |  | Interconnected | Rochester | 55904 | Willow Creek | 613 | Commercial |  | 2020 | 2020
Rochester Public Utilities | 99 | 16181 | Muni | 300000614859a | 0.81 | Solar |  |  | Interconnected | Rochester | 55901 | Cascade Creek | 705 | Commercial |  | 2010 | 2010
Rochester Public Utilities | 99 | 16181 | Muni | 300000614859b | 10 | Wind |  |  | Interconnected | Rochester | 55901 | Cascade Creek | 705 | Commercial |  | 2010 | 2010
Rochester Public Utilities | 99 | 16181 | Muni | 300000614859c | 1 | Wind |  |  | Interconnected | Rochester | 55901 | Cascade Creek | 705 | Commercial |  | 2010 | 2010
Rochester Public Utilities | 99 | 16181 | Muni | 2000063 | 145.53 | Solar |  |  | Interconnected | Rochester | 55902 | Crosstown | 1402 | Industrial |  | 2010 | 2010
Rochester Public Utilities | 99 | 16181 | Muni | 2000286 | 12 | Solar |  |  | Interconnected | Rochester | 55902 | Bamber Valley | 911 | Residential |  | 2013 | 2013
Rochester Public Utilities | 99 | 16181 | Muni | 2000312 | 5.04 | Solar |  |  | Interconnected | Rochester | 55902 | Bamber Valley | 912 | Residential |  | 2015 | 2015
Rochester Public Utilities | 99 | 16181 | Muni | 2000733 | 5.76 | Solar |  |  | Interconnected | Rochester | 55902 | Bamber Valley | 911 | Residential |  | 2017 | 2017
Rochester Public Utilities | 99 | 16181 | Muni | 2001452 | 7.6 | Solar |  |  | Interconnected | Rochester | 55906 | Silver Lake | 305 | Commercial |  | 2019 | 2019
Rochester Public Utilities | 99 | 16181 | Muni | 2001627 | 150 | Solar |  |  | Interconnected | Rochester | 55901 | Zumbro River | 813 | Commercial |  | 2013 | 2013
Rochester Public Utilities | 99 | 16181 | Muni | 2003156 | 5.76 | Solar |  |  | Interconnected | Rochester | 55901 | Zumbro River | 813 | Residential |  | 2017 | 2017
Rochester Public Utilities | 99 | 16181 | Muni | 2003358 | 4.09 | Solar |  |  | Interconnected | Rochester | 55901 | Zumbro River | 814 | Residential |  | 2015 | 2015
Rochester Public Utilities | 99 | 16181 | Muni | 2004735 | 5.6 | Solar |  |  | Interconnected | Rochester | 55906 | Silver Lake | 402 | Residential |  | 2016 | 2016
Rochester Public Utilities | 99 | 16181 | Muni | 2004896 | 4.4 | Solar |  |  | Interconnected | Rochester | 55901 | Cascade Creek | 712 | Residential |  | 2014 | 2014
Rochester Public Utilities | 99 | 16181 | Muni | 2005092 | 6 | Solar |  |  | Interconnected | Rochester | 55906 | Silver Lake | 405 | Residential |  | 2020 | 2020
Rochester Public Utilities | 99 | 16181 | Muni | 2005147 | 3.9 | Solar |  |  | Interconnected | Rochester | 55906 | Silver Lake | 303 | Residential |  | 2018 | 2018
Rochester Public Utilities | 99 | 16181 | Muni | 2005497 | 7.6 | Solar |  |  | Interconnected | Rochester | 55906 | Silver Lake | 402 | Residential |  | 2019 | 2019
Rochester Public Utilities | 99 | 16181 | Muni | 2005517 | 6.105 | Solar |  |  | Interconnected | Rochester | 55901 | Silver Lake | 305 | Commercial |  | 2011 | 2011
Rochester Public Utilities | 99 | 16181 | Muni | 2005537 | 5.768 | Solar |  |  | Interconnected | Rochester | 55904 | Willow Creek | 605 | Commercial |  | 2008 | 2008
Rochester Public Utilities | 99 | 16181 | Muni | 2005543 | 6.105 | Solar |  |  | Interconnected | Rochester | 55906 | Zumbro River | 804 | Commercial |  | 2011 | 2011
Rochester Public Utilities | 99 | 16181 | Muni | 2005904 | 6 | Solar |  |  | Interconnected | Rochester | 55904 | Willow Creek | 605 | Residential |  | 2019 | 2019
Rochester Public Utilities | 99 | 16181 | Muni | 2005929 | 5.6 | Solar |  |  | Interconnected | Rochester | 55904 | Willow Creek | 605 | Residential |  | 2013 | 2013
Rochester Public Utilities | 99 | 16181 | Muni | 2006380 | 9.18 | Solar |  |  | Interconnected | Rochester | 55901 | Zumbro River | 812 | Residential |  | 2013 | 2013
Rochester Public Utilities | 99 | 16181 | Muni | 2006381 | 8.8 | Solar |  |  | Interconnected | Rochester | 55902 | Bamber Valley | 905 | Residential |  | 2014 | 2014
Rochester Public Utilities | 99 | 16181 | Muni | 2006820 | 55 | Solar |  |  | Interconnected | Rochester | 55904 | Willow Creek | 614 | Commercial |  | 2017 | 2017
Rochester Public Utilities | 99 | 16181 | Muni | 2008000 | 6 | Solar |  |  | Interconnected | Rochester | 55901 | Zumbro River | 813 | Residential |  | 2019 | 2019
Rochester Public Utilities | 99 | 16181 | Muni | 2008185 | 6.14 | Solar |  |  | Interconnected | Rochester | 55901 | Cascade Creek | 701 | Residential |  | 2017 | 2017
Rochester Public Utilities | 99 | 16181 | Muni | 2008267 | 6.075 | Solar |  |  | Interconnected | Rochester | 55906 | Silver Lake | 405 | Residential |  | 2011 | 2011
Rochester Public Utilities | 99 | 16181 | Muni | 2008592 | 7.6 | Solar |  |  | Interconnected | Rochester | 55904 | Willow Creek | 613 | Residential |  | 2019 | 2019
Rochester Public Utilities | 99 | 16181 | Muni | 2008657 | 10.07 | Solar |  |  | Interconnected | Rochester | 55906 | Zumbro River | 804 | Commercial |  | 2013 | 2013
Rochester Public Utilities | 99 | 16181 | Muni | 2008727 | 6.555 | Solar |  |  | Interconnected | Rochester | 55901 | Cascade Creek | 712 | Residential |  | 2018 | 2018
Rochester Public Utilities | 99 | 16181 | Muni | 2008743 | 5.865 | Solar |  |  | Interconnected | Rochester | 55906 | Silver Lake | 402 | Residential |  | 2013 | 2013
Rochester Public Utilities | 99 | 16181 | Muni | 2008949 | 5.8 | Solar |  |  | Interconnected | Rochester | 55902 | Bamber Valley | 904 | Residential |  | 2014 | 2014
Rochester Public Utilities | 99 | 16181 | Muni | 2009651 | 5.52 | Solar |  |  | Interconnected | Rochester | 55902 | Bamber Valley | 905 | Residential |  | 2012 | 2012
Rochester Public Utilities | 99 | 16181 | Muni | 2009705 | 6.36 | Solar |  |  | Interconnected | Rochester | 55902 | Bamber Valley | 905 | Residential |  | 2013 | 2013
Rochester Public Utilities | 99 | 16181 | Muni | 2010097 | 6 | Solar |  |  | Interconnected | Rochester | 55901 | Zumbro River | 801 | Residential |  | 2019 | 2019
Rochester Public Utilities | 99 | 16181 | Muni | 2010872 | 5.6 | Solar |  |  | Interconnected | Rochester | 55902 | Silver Lake | 401 | Residential |  | 2016 | 2016
Rochester Public Utilities | 99 | 16181 | Muni | 2011353 | 10 | Solar |  |  | Interconnected | Rochester | 55901 | Northern Hills | 1301 | Residential |  | 2020 | 2020
Rochester Public Utilities | 99 | 16181 | Muni | 2011431 | 8.77 | Solar |  |  | Interconnected | Rochester | 55906 | Silver Lake | 304 | Residential |  | 2016 | 2016
Rochester Public Utilities | 99 | 16181 | Muni | 2011639 | 5.1 | Solar |  |  | Interconnected | Rochester | 55906 | Silver Lake | 304 | Residential |  | 2014 | 2014
Rochester Public Utilities | 99 | 16181 | Muni | 2011864 | 11.4 | Solar |  |  | Interconnected | Rochester | 55902 | Bamber Valley | 905 | Residential |  | 2020 | 2020
Rochester Public Utilities | 99 | 16181 | Muni | 2012096 | 3.6 | Solar |  |  | Interconnected | Rochester | 55901 | Cascade Creek | 713 | Residential |  | 2014 | 2014
Rochester Public Utilities | 99 | 16181 | Muni | 2012508 | 7.7 | Solar |  |  | Interconnected | Rochester | 55901 | Northern Hills | 1312 | Residential |  | 2014 | 2014
Rochester Public Utilities | 99 | 16181 | Muni | 2012735 | 9.9 | Solar |  |  | Interconnected | Rochester | 55901 | Zumbro River | 812 | Residential |  | 2012 | 2012
Rochester Public Utilities | 99 | 16181 | Muni | 2012776 | 4.93 | Solar |  |  | Interconnected | Rochester | 55901 | Douglas Trail | 1601 | Residential |  | 2020 | 2020
Rochester Public Utilities | 99 | 16181 | Muni | 2012999 | 7.6 | Solar |  |  | Interconnected | Rochester | 55906 | Zumbro River | 804 | Residential |  | 2019 | 2019
Rochester Public Utilities | 99 | 16181 | Muni | 2013248 | 11.9 | Solar |  |  | Interconnected | Rochester | 55906 | Silver Lake | 304 | Residential |  | 2017 | 2017
Rochester Public Utilities | 99 | 16181 | Muni | 2013553 | 9.7 | Solar |  |  | Interconnected | Rochester | 55902 | Cascade Creek | 703 | Residential |  | 2013 | 2013
Rochester Public Utilities | 99 | 16181 | Muni | 2013589 | 2.55 | Solar |  |  | Interconnected | Rochester | 55901 | Cascade Creek | 712 | Residential |  | 2013 | 2013
Rochester Public Utilities | 99 | 16181 | Muni | 2013680 | 2.59 | Solar |  |  | Interconnected | Rochester | 55906 | Silver Lake | 402 | Residential |  | 2004 | 2004
Rochester Public Utilities | 99 | 16181 | Muni | 2013714 | 10 | Solar |  |  | Interconnected | Rochester | 55902 | Cascade Creek | 703 | Residential |  | 2019 | 2019
Rochester Public Utilities | 99 | 16181 | Muni | 2013887 | 8.7 | Solar |  |  | Interconnected | Rochester | 55901 | Cascade Creek | 712 | Residential |  | 2018 | 2018
Rochester Public Utilities | 99 | 16181 | Muni | 2014152 | 6.5 | Solar |  |  | Interconnected | Rochester | 55906 | Silver Lake | 304 | Residential |  | 2013 | 2013
Rochester Public Utilities | 99 | 16181 | Muni | 2014404 | 10.6 | Solar |  |  | Interconnected | Rochester | 55902 | Cascade Creek | 703 | Residential |  | 2019 | 2020
Rochester Public Utilities | 99 | 16181 | Muni | 2014828 | 4.6 | Solar |  |  | Interconnected | Rochester | 55901 | Northern Hills | 1311 | Residential |  | 2012 | 2012
Rochester Public Utilities | 99 | 16181 | Muni | 2014864 | 3.45 | Solar |  |  | Interconnected | Rochester | 55902 | Bamber Valley | 911 | Residential |  | 2010 | 2010
Rochester Public Utilities | 99 | 16181 | Muni | 2014998 | 39.7 | Solar |  |  | Interconnected | Rochester | 55901 | Cascade Creek | 712 | Commercial |  | 2017 | 2017
Rochester Public Utilities | 99 | 16181 | Muni | 2015230 | 8.25 | Solar |  |  | Interconnected | Rochester | 55906 | Silver Lake | 303 | Residential |  | 2014 | 2014
Rochester Public Utilities | 99 | 16181 | Muni | 2015398 | 8.7 | Solar |  |  | Interconnected | Rochester | 55902 | Bamber Valley | 912 | Residential |  | 2020 | 2020
Rochester Public Utilities | 99 | 16181 | Muni | 2015800 | 7.6 | Solar |  |  | Interconnected | Rochester | 55906 | Silver Lake | 304 | Residential |  | 2020 | 2020
Rochester Public Utilities | 99 | 16181 | Muni | 2016022 | 9.6 | Solar |  |  | Interconnected | Rochester | 55902 | Bamber Valley | 905 | Residential |  | 2012 | 2012
Rochester Public Utilities | 99 | 16181 | Muni | 2016155 | 7.8 | Solar |  |  | Interconnected | Rochester | 55902 | Cascade Creek | 703 | Residential |  | 2016 | 2016
Rochester Public Utilities | 99 | 16181 | Muni | 2016492 | 4.9 | Solar |  |  | Interconnected | Rochester | 55906 | Silver Lake | 405 | Residential |  | 2011 | 2011
Rochester Public Utilities | 99 | 16181 | Muni | 2016662 | 7.7 | Solar |  |  | Interconnected | Rochester | 55901 | Northern Hills | 1301 | Residential |  | 2018 | 2018
Rochester Public Utilities | 99 | 16181 | Muni | 2016952 | 5.32 | Solar |  |  | Interconnected | Rochester | 55904 | Willow Creek | 613 | Residential |  | 2015 | 2015
Rochester Public Utilities | 99 | 16181 | Muni | 2017430 | 6.24 | Solar |  |  | Interconnected | Rochester | 55902 | Bamber Valley | 911 | Residential |  | 2012 | 2012
Rochester Public Utilities | 99 | 16181 | Muni | 2018084 | 5 | Solar |  |  | Interconnected | Rochester | 55901 | Northern Hills | 1311 | Residential |  | 2020 | 2021
Rochester Public Utilities | 99 | 16181 | Muni | 2018362 | 7.6 | Solar |  |  | Interconnected | Rochester | 55906 | Silver Lake | 304 | Residential |  | 2020 | 2020
Rochester Public Utilities | 99 | 16181 | Muni | 2018615 | 6.16 | Solar |  |  | Interconnected | Rochester | 55901 | Silver Lake | 305 | Residential |  | 2015 | 2015
Rochester Public Utilities | 99 | 16181 | Muni | 2019415 | 33.6 | Solar |  |  | Interconnected | Rochester | 55901 | Zumbro River | 812 | Commercial |  | 2011 | 2011
Rochester Public Utilities | 99 | 16181 | Muni | 2020364 | 10.71 | Solar |  |  | Interconnected | Rochester | 55901 | Westside | 1601 | Residential |  | 2019 | 2019
Rochester Public Utilities | 99 | 16181 | Muni | 2020596 | 10.15 | Solar |  |  | Interconnected | Rochester | 55901 | Northern Hills | 1305 | Residential |  | 2017 | 2017
Rochester Public Utilities | 99 | 16181 | Muni | 2020812 | 6 | Solar |  |  | Interconnected | Rochester | 55906 | Silver Lake | 405 | Residential |  | 2019 | 2019
Rochester Public Utilities | 99 | 16181 | Muni | 2021062 | 4.94 | Solar |  |  | Interconnected | Rochester | 55901 | Northern Hills | 1303 | Residential |  | 2012 | 2012
Rochester Public Utilities | 99 | 16181 | Muni | 2021800 | 9 | Solar |  |  | Interconnected | Rochester | 55902 | Bamber Valley | 912 | Residential |  | 2018 | 2018
Rochester Public Utilities | 99 | 16181 | Muni | 2021956 | 10 | Solar |  |  | Interconnected | Rochester | 55902 | Willow Creek | 603 | Commercial |  | 2013 | 2013
Rochester Public Utilities | 99 | 16181 | Muni | 2022622 | 5 | Solar |  |  | Interconnected | Rochester | 55901 | Northern Hills | 1312 | Residential |  | 2019 | 2019
Rochester Public Utilities | 99 | 16181 | Muni | 2022770 | 4.64 | Solar |  |  | Interconnected | Rochester | 55901 | Cascade Creek | 703 | Residential |  | 2019 | 2019
Rochester Public Utilities | 99 | 16181 | Muni | 2022954 | 7 | Solar |  |  | Interconnected | Rochester | 55901 | Zumbro River | 815 | Residential |  | 2018 | 2018
Rochester Public Utilities | 99 | 16181 | Muni | 2023195 | 13.2 | Solar |  |  | Interconnected | Rochester | 55901 | Cascade Creek | 712 | Residential |  | 2015 | 2015
Rochester Public Utilities | 99 | 16181 | Muni | 2023528 | 2.03 | Solar |  |  | Interconnected | Rochester | 55901 | Silver Lake | 305 | Residential |  | 2020 | 2020
Rochester Public Utilities | 99 | 16181 | Muni | 2023726 | 15.2 | Solar |  |  | Interconnected | Rochester | 55906 | Silver Lake | 304 | Residential |  | 2019 | 2019
Rochester Public Utilities | 99 | 16181 | Muni | 2023734 | 10 | Solar |  |  | Interconnected | Rochester | 55901 | Zumbro River | 812 | Residential |  | 2020 | 2020
Rochester Public Utilities | 99 | 16181 | Muni | 2024179 | 5 | Solar |  |  | Interconnected | Rochester | 55901 | Cascade Creek | 712 | Residential |  | 2015 | 2015
Rochester Public Utilities | 99 | 16181 | Muni | 2025151 | 12.9 | Solar |  |  | Interconnected | Rochester | 55901 | Cascade Creek | 712 | Residential |  | 2015 | 2015
Rochester Public Utilities | 99 | 16181 | Muni | 2025281 | 6.1 | Solar |  |  | Interconnected | Rochester | 55902 | Bamber Valley | 905 | Residential |  | 2013 | 2013
Rochester Public Utilities | 99 | 16181 | Muni | 2026434 | 10.01 | Solar |  |  | Interconnected | Rochester | 55902 | Bamber Valley | 905 | Residential |  | 2016 | 2016
Rochester Public Utilities | 99 | 16181 | Muni | 2029624 | 10.45 | Solar |  |  | Interconnected | Rochester | 55902 | Bamber Valley | 912 | Residential |  | 2020 | 2020
Rochester Public Utilities | 99 | 16181 | Muni | 2029750 | 7.375 | Solar |  |  | Interconnected | Rochester | 55901 | Northern Hills | 1301 | Residential |  | 2018 | 2018
Rochester Public Utilities | 99 | 16181 | Muni | 2029903 | 3.8 | Solar |  |  | Interconnected | Rochester | 55906 | Silver Lake | 402 | Residential |  | 2019 | 2019
Rochester Public Utilities | 99 | 16181 | Muni | 2030313 | 10.15 | Solar |  |  | Interconnected | Rochester | 55902 | Bamber Valley | 905 | Residential |  | 2020 | 2020
Rochester Public Utilities | 99 | 16181 | Muni | 2037851 | 9.3 | Solar |  |  | Interconnected | Rochester | 55901 | Northern Hills | 1301 | Residential |  | 2017 | 2017
Rochester Public Utilities | 99 | 16181 | Muni | 2039905 | 7.2 | Solar |  |  | Interconnected | Rochester | 55901 | Northern Hills | 1311 | Residential |  | 2017 | 2017
Rochester Public Utilities | 99 | 16181 | Muni | 2040612 | 3.3 | Solar |  |  | Interconnected | Rochester | 55906 | Silver Lake | 405 | Residential |  | 2014 | 2014
Rochester Public Utilities | 99 | 16181 | Muni | 2040869 | 6 | Solar |  |  | Interconnected | Rochester | 55902 | Bamber Valley | 901 | Residential |  | 2020 | 2020
Rochester Public Utilities | 99 | 16181 | Muni | 2040931 | 6 | Solar |  |  | Interconnected | Rochester | 55901 | Zumbro River | 801 | Residential |  | 2020 | 2020
Rochester Public Utilities | 99 | 16181 | Muni | 2042168 | 6 | Solar |  |  | Interconnected | Rochester | 55901 | Northern Hills | 1302 | Residential |  | 2020 | 2020
Rochester Public Utilities | 99 | 16181 | Muni | 2044188 | 9.74 | Solar |  |  | Interconnected | Rochester | 55902 | Cascade Creek | 703 | Residential |  | 2020 | 2020
Rochester Public Utilities | 99 | 16181 | Muni | 2044226 | 17.4 | Solar |  |  | Interconnected | Rochester | 55902 | Bamber Valley | 911 | Residential |  | 2020 | 2020
Rochester Public Utilities | 99 | 16181 | Muni | 2044586 | 8.75 | Solar |  |  | Interconnected | Rochester | 55901 | Northern Hills | 1312 | Residential |  | 2017 | 2017
Rochester Public Utilities | 99 | 16181 | Muni | 2045071 | 39.36 | Solar |  |  | Interconnected | Rochester | 55901 | Northern Hills | 1302 | Commercial |  | 2016 | 2016
Rochester Public Utilities | 99 | 16181 | Muni | 2045258 | 7.6 | Solar |  |  | Interconnected | Rochester | 55902 | Bamber Valley | 905 | Residential |  | 2019 | 2019
Rochester Public Utilities | 99 | 16181 | Muni | 2045771 | 5.035 | Solar |  |  | Interconnected | Rochester | 55902 | Cascade Creek | 703 | Residential |  | 2013 | 2013
Rochester Public Utilities | 99 | 16181 | Muni | 2046182 | 5.25 | Solar |  |  | Interconnected | Rochester | 55902 | Bamber Valley | 912 | Residential |  | 2014 | 2014
Rochester Public Utilities | 99 | 16181 | Muni | 2046636 | 11.4 | Solar |  |  | Interconnected | Rochester | 55901 | Zumbro River | 812 | Residential |  | 2019 | 2019
Rochester Public Utilities | 99 | 16181 | Muni | 2047175 | 9 | Solar |  |  | Interconnected | Rochester | 55901 | Northern Hills | 1303 | Residential |  | 2017 | 2017
Rochester Public Utilities | 99 | 16181 | Muni | 2047633 | 11.4 | Solar |  |  | Interconnected | Rochester | 55902 | Bamber Valley | 911 | Residential |  | 2020 | 2020
Rochester Public Utilities | 99 | 16181 | Muni | 2047865 | 7.9 | Solar |  |  | Interconnected | Rochester | 55901 | Northern Hills | 1311 | Residential |  | 2014 | 2014
Rochester Public Utilities | 99 | 16181 | Muni | 2050511 | 10 | Solar |  |  | Interconnected | Rochester | 55901 | Cascade Creek | 705 | Commercial |  | 2013 | 2013
Rochester Public Utilities | 99 | 16181 | Muni | 2052347 | 5.5 | Solar |  |  | Interconnected | Rochester | 55901 | Zumbro River | 805 | Residential |  | 2014 | 2014
Rochester Public Utilities | 99 | 16181 | Muni | 2053105 | 11.25 | Solar |  |  | Interconnected | Rochester | 55902 | Bamber Valley | 905 | Residential |  | 2017 | 2017
Rochester Public Utilities | 99 | 16181 | Muni | 2053167 | 5.6 | Solar |  |  | Interconnected | Rochester | 55901 | Westside | 1601 | Residential |  | 2016 | 2016
Rochester Public Utilities | 99 | 16181 | Muni | 2053647 | 7.5 | Solar |  |  | Interconnected | Rochester | 55901 | Silver Lake | 305 | Residential |  | 2015 | 2015
Rochester Public Utilities | 99 | 16181 | Muni | 2054492 | 11.48 | Solar |  |  | Interconnected | Rochester | 55901 | Cascade Creek | 704 | Commercial |  | 2015 | 2015
Rochester Public Utilities | 99 | 16181 | Muni | 2055367 | 6.3 | Solar |  |  | Interconnected | Rochester | 55901 | Bamber Valley | 905 | Residential |  | 2018 | 2018
Rochester Public Utilities | 99 | 16181 | Muni | 2055987 | 8.4 | Solar |  |  | Interconnected | Rochester | 55902 | Bamber Valley | 905 | Residential |  | 2015 | 2015
Rochester Public Utilities | 99 | 16181 | Muni | 2057432 | 13.6 | Solar |  |  | Interconnected | Rochester | 55906 | Zumbro River | 804 | Residential |  | 2019 | 2019
Rochester Public Utilities | 99 | 16181 | Muni | 2057625 | 5.5 | Solar |  |  | Interconnected | Rochester | 55902 | Cascade Creek | 703 | Residential |  | 2016 | 2016
Rochester Public Utilities | 99 | 16181 | Muni | 2057753 | 11.4 | Solar |  |  | Interconnected | Rochester | 55906 | Silver Lake | 304 | Residential |  | 2020 | 2020
Rochester Public Utilities | 99 | 16181 | Muni | 2057812 | 7.8 | Solar |  |  | Interconnected | Rochester | 55901 | Northern Hills | 1311 | Residential |  | 2018 | 2018
Rochester Public Utilities | 99 | 16181 | Muni | 2058437 | 9.75 | Solar |  |  | Interconnected | Rochester | 55902 | Bamber Valley | 904 | Residential |  | 2016 | 2016
Rochester Public Utilities | 99 | 16181 | Muni | 2059528 | 5.1 | Solar |  |  | Interconnected | Rochester | 55902 | Bamber Valley | 912 | Residential |  | 2016 | 2016
Rochester Public Utilities | 99 | 16181 | Muni | 2059553 | 6 | Solar |  |  | Interconnected | Rochester | 55906 | Silver Lake | 405 | Residential |  | 2020 | 2020
Rochester Public Utilities | 99 | 16181 | Muni | 2059874 | 10 | Solar |  |  | Interconnected | Rochester | 55902 | Bamber Valley | 905 | Residential |  | 2020 | 2020
Rochester Public Utilities | 99 | 16181 | Muni | 2059881 | 12.8 | Solar |  |  | Interconnected | Rochester | 55902 | Bamber Valley | 911 | Residential |  | 2017 | 2017
Rochester Public Utilities | 99 | 16181 | Muni | 2060002 | 8.2 | Solar |  |  | Interconnected | Rochester | 55901 | Northern Hills | 1303 | Residential |  | 2020 | 2021
Rochester Public Utilities | 99 | 16181 | Muni | 2060210 | 19.5 | Solar |  |  | Interconnected | Rochester | 55902 | Bamber Valley | 911 | Residential |  | 2017 | 2017
Rochester Public Utilities | 99 | 16181 | Muni | 2062412 | 4.32 | Solar |  |  | Interconnected | Rochester | 55904 | Willow Creek | 614 | Residential |  | 2017 | 2017
Rochester Public Utilities | 99 | 16181 | Muni | 2062751 | 0.35 | Solar |  |  | Interconnected | Rochester | 55901 | Northern Hills | 1301 | Residential |  | 2012 | 2012
Rochester Public Utilities | 99 | 16181 | Muni | 2063299 | 27.5 | Solar |  |  | Interconnected | Rochester | 55902 | Bamber Valley | 911 | Residential |  | 2019 | 2019
Rochester Public Utilities | 99 | 16181 | Muni | 2065633 | 10 | Solar |  |  | Interconnected | Rochester | 55901 | Northern Hills | 1311 | Residential |  | 2020 | 2020
Rochester Public Utilities | 99 | 16181 | Muni | 2066297 | 4.68 | Solar |  |  | Interconnected | Rochester | 55901 | Silver Lake | 305 | Residential |  | 2017 | 2017
Rochester Public Utilities | 99 | 16181 | Muni | 2066311 | 10 | Solar |  |  | Interconnected | Rochester | 55906 | Silver Lake | 304 | Residential |  | 2020 | 2020
Rochester Public Utilities | 99 | 16181 | Muni | 2066567 | 7 | Solar |  |  | Interconnected | Rochester | 55902 | Willow Creek | 612 | Residential |  | 2012 | 2012
Rochester Public Utilities | 99 | 16181 | Muni | 2067446 | 7.2 | Solar |  |  | Interconnected | Rochester | 55901 | Douglas Trail | 1601 | Residential |  | 2020 | 2021
Rochester Public Utilities | 99 | 16181 | Muni | 2067783 | 7.15 | Solar |  |  | Interconnected | Rochester | 55901 | Northern Hills | 1303 | Residential |  | 2017 | 2017
Rochester Public Utilities | 99 | 16181 | Muni | 2069297 | 7.15 | Solar |  |  | Interconnected | Rochester | 55901 | Northern Hills | 1301 | Residential |  | 2018 | 2018
Rochester Public Utilities | 99 | 16181 | Muni | 2069686 | 7.8 | Solar |  |  | Interconnected | Rochester | 55901 | Northern Hills | 1302 | Residential |  | 2018 | 2018
Rochester Public Utilities | 99 | 16181 | Muni | 2071752 | 10 | Solar |  |  | Interconnected | Rochester | 55904 | Willow Creek | 613 | Residential |  | 2019 | 2019
Rochester Public Utilities | 99 | 16181 | Muni | 2072923 | 7.25 | Solar |  |  | Interconnected | Rochester | 55906 | Silver Lake | 304 | Residential |  | 2019 | 2019
Rochester Public Utilities | 99 | 16181 | Muni | 2073419 | 7.6 | Solar |  |  | Interconnected | Rochester | 55906 | Silver Lake | 304 | Residential |  | 2020 | 2020
Rochester Public Utilities | 99 | 16181 | Muni | 2074024 | 6 | Solar |  |  | Interconnected | Rochester | 55902 | Bamber Valley | 905 | Residential |  | 2020 | 2020
Rochester Public Utilities | 99 | 16181 | Muni | 2074230 | 2.6 | Wind |  |  | Interconnected | Rochester | 55906 | Silver Lake | 304 | Residential |  | 2009 | 2009
Rochester Public Utilities | 99 | 16181 | Muni | 2074372 | 6 | Solar |  |  | Interconnected | Rochester | 55901 | Westside | 1603 | Residential |  | 2019 | 2019
Rochester Public Utilities | 99 | 16181 | Muni | 2074699 | 6 | Solar |  |  | Interconnected | Rochester | 55902 | Bamber Valley | 905 | Residential |  | 2019 | 2019
Rochester Public Utilities | 99 | 16181 | Muni | 2075552 | 8.64 | Solar |  |  | Interconnected | Rochester | 55901 | Cascade Creek | 712 | Residential |  | 2018 | 2018
Rochester Public Utilities | 99 | 16181 | Muni | 2075598 | 7.6 | Solar |  |  | Interconnected | Rochester | 55902 | Bamber Valley | 905 | Residential |  | 2019 | 2019
Rochester Public Utilities | 99 | 16181 | Muni | 2075956 | 12.5 | Solar |  |  | Interconnected | Rochester | 55902 | Bamber Valley | 911 | Residential |  | 2020 | 2021
Rochester Public Utilities | 99 | 16181 | Muni | 2076087 | 5.94 | Solar |  |  | Interconnected | Rochester | 55901 | Zumbro River | 814 | Residential |  | 2015 | 2015
Rochester Public Utilities | 99 | 16181 | Muni | 2079102 | 7.2 | Solar |  |  | Interconnected | Rochester | 55904 | Silver Lake | 304 | Residential |  | 2020 | 2021
Rochester Public Utilities | 99 | 16181 | Muni | 2079213 | 11.4 | Solar |  |  | Interconnected | Rochester | 55901 | Zumbro River | 812 | Residential |  | 2020 | 2020
Rochester Public Utilities | 99 | 16181 | Muni | 2080103 | 7.6 | Solar |  |  | Interconnected | Rochester | 55904 | Willow Creek | 614 | Residential |  | 2019 | 2019
Rochester Public Utilities | 99 | 16181 | Muni | 2081658 | 7.6 | Solar |  |  | Interconnected | Rochester | 55906 | Zumbro River | 804 | Residential |  | 2019 | 2019
Rochester Public Utilities | 99 | 16181 | Muni | 2081682 | 7.6 | Solar |  |  | Interconnected | Rochester | 55906 | Zumbro River | 804 | Residential |  | 2019 | 2019
Rochester Public Utilities | 99 | 16181 | Muni | 2082351 | 7.83 | Solar |  |  | Interconnected | Rochester | 55901 | Northern Hills | 1303 | Residential |  | 2020 | 2021
Rochester Public Utilities | 99 | 16181 | Muni | 2084562 | 10 | Solar |  |  | Interconnected | Rochester | 55906 | Silver Lake | 304 | Residential |  | 2020 | 2020
Rochester Public Utilities | 99 | 16181 | Muni | 2088221 | 7.6 | Solar |  |  | Interconnected | Rochester | 55902 | Bamber Valley | 904 | Residential |  | 2019 | 2019
Rochester Public Utilities | 99 | 16181 | Muni | 2088703 | 20 | Solar |  |  | Interconnected | Rochester | 55901 | Cascade Creek | 701 | Commercial |  | 2019 | 2020
Rochester Public Utilities | 99 | 16181 | Muni | 2089418 | 6.38 | Solar |  |  | Interconnected | Rochester | 55901 | Northern Hills | 1302 | Residential |  | 2019 | 2019
Rochester Public Utilities | 99 | 16181 | Muni | 2090283 | 6 | Solar |  |  | Interconnected | Rochester | 55902 | Bamber Valley | 911 | Residential |  | 2019 | 2019
Rochester Public Utilities | 99 | 16181 | Muni | 2090542 | 34.2 | Solar |  |  | Interconnected | Rochester | 55901 | Cascade Creek | 712 | Commercial |  | 2020 | 2020
Rochester Public Utilities | 99 | 16181 | Muni | 2090729 | 6 | Solar |  |  | Interconnected | Rochester | 55901 | Silver Lake | 305 | Residential |  | 2020 | 2020
Rochester Public Utilities | 99 | 16181 | Muni | 2091134 | 7.665 | Solar |  |  | Interconnected | Rochester | 55906 | Silver Lake | 304 | Residential |  | 2018 | 2018
Rochester Public Utilities | 99 | 16181 | Muni | 2091349 | 5.6 | Solar |  |  | Interconnected | Rochester | 55901 | Cascade Creek | 701 | Residential |  | 2015 | 2015
Rochester Public Utilities | 99 | 16181 | Muni | 2092287 | 6 | Solar |  |  | Interconnected | Rochester | 55902 | Silver Lake | 401 | Residential |  | 2019 | 2019
Rochester Public Utilities | 99 | 16181 | Muni | 2093210 | 9.1 | Solar |  |  | Interconnected | Rochester | 55902 | Bamber Valley | 911 | Residential |  | 2018 | 2018
Rochester Public Utilities | 99 | 16181 | Muni | 2094026 | 6.825 | Solar |  |  | Interconnected | Rochester | 55901 | Cascade Creek | 712 | Residential |  | 2018 | 2018
Rochester Public Utilities | 99 | 16181 | Muni | 2096998 | 7.92 | Solar |  |  | Interconnected | Rochester | 55901 | Northern Hills | 1301 | Residential |  | 2020 | 2021
Rochester Public Utilities | 99 | 16181 | Muni | 2097285 | 9.62 | Solar |  |  | Interconnected | Rochester | 55902 | Willow Creek | 601 | Residential |  | 2020 | 2020
Rochester Public Utilities | 99 | 16181 | Muni | 2098936 | 8.68 | Solar |  |  | Interconnected | Rochester | 55901 | Northern Hills | 1312 | Residential |  | 2015 | 2015
Rochester Public Utilities | 99 | 16181 | Muni | 2100346 | 12 | Solar |  |  | Interconnected | Rochester | 55901 | Northern Hills | 1301 | Residential |  | 2019 | 2019
Rochester Public Utilities | 99 | 16181 | Muni | 2101143 | 11.4 | Solar |  |  | Interconnected | Rochester | 55901 | Zumbro River | 813 | Residential |  | 2020 | 2020
Rochester Public Utilities | 99 | 16181 | Muni | 2101847 | 0.175 | Solar |  |  | Interconnected | Rochester | 55904 | Willow Creek | 605 | Residential |  | 2015 | 2015
Rochester Public Utilities | 99 | 16181 | Muni | 2105162 | 7.6 | Solar |  |  | Interconnected | Rochester | 55906 | Zumbro River | 804 | Residential |  | 2020 | 2020
Rochester Public Utilities | 99 | 16181 | Muni | 2106646 | 20 | Solar |  |  | Interconnected | Rochester | 55904 | Willow Creek | 614 | Commercial |  | 2020 | 2021
Rochester Public Utilities | 99 | 16181 | Muni | 2107194 | 11.4 | Solar |  |  | Interconnected | Rochester | 55902 | Cascade Creek | 703 | Residential |  | 2019 | 2019
Rochester Public Utilities | 99 | 16181 | Muni | 2108358 | 13.6 | Solar |  |  | Interconnected | Rochester | 55902 | Bamber Valley | 905 | Residential |  | 2020 | 2020
Rochester Public Utilities | 99 | 16181 | Muni | 2112866 | 10 | Solar |  |  | Interconnected | Rochester | 55906 | Zumbro River | 804 | Residential |  | 2020 | 2020
Rochester Public Utilities | 99 | 16181 | Muni | 2115290 | 7.6 | Solar |  |  | Interconnected | Rochester | 55902 | Bamber Valley | 905 | Residential |  | 2020 | 2020
Rochester Public Utilities | 99 | 16181 | Muni | 2116029 | 7.6 | Solar |  |  | Interconnected | Rochester | 55902 | Bamber Valley | 905 | Residential |  | 2019 | 2019
Rochester Public Utilities | 99 | 16181 | Muni | 2116787 | 32.6 | Solar |  |  | Interconnected | Rochester | 55901 | Cascade Creek | 705 | Commercial |  | 2019 | 2020
Rochester Public Utilities | 99 | 16181 | Muni | 2117777 | 21.4 | Solar |  |  | Interconnected | Rochester | 55904 | Willow Creek | 604 | Commercial |  | 2012 | 2012
Rochester Public Utilities | 99 | 16181 | Muni | 2117907 | 10 | Solar |  |  | Interconnected | Rochester | 55902 | Silver Lake | 401 | Residential |  | 2020 | 2020
Rochester Public Utilities | 99 | 16181 | Muni | 2118041 | 8.4 | Solar |  |  | Interconnected | Rochester | 55902 | Bamber Valley | 912 | Residential |  | 2016 | 2016
Rochester Public Utilities | 99 | 16181 | Muni | 2122169 | 11.1 | Solar |  |  | Interconnected | Rochester | 55901 | Northern Hills | 1302 | Residential |  | 2020 | 2021
Rochester Public Utilities | 99 | 16181 | Muni | 2123056 | 52.2 | Solar |  |  | Interconnected | Rochester | 55901 | Northern Hills | 1303 | Commercial |  | 2020 | 2020
Rochester Public Utilities | 99 | 16181 | Muni | 2125286 | 7.6 | Solar |  |  | Interconnected | Rochester | 55906 | Silver Lake | 304 | Residential |  | 2020 | 2020
Rochester Public Utilities | 99 | 16181 | Muni | 20000495 | 885 | Solar |  |  | Interconnected | Rochester | 55902 | Bamber Valley | 903 | Commercial |  | 2019 | 2019
Roseau Electric Cooperative | 100 | 16284 | Co-op | 50033 | 3 | Solar |  |  | Interconnected | Salol | 56756 | 7 | 1 | Residential | n/a | 2018 | 2018
Roseau Electric Cooperative | 100 | 16284 | Co-op | 50035 | 10 | Solar |  |  | Interconnected | Salol | 56756 | 10 | 1 | Residential | n/a | 2018 | 2018
Roseau Electric Cooperative | 100 | 16284 | Co-op | Roseau 2019 App 1 | 11.4 | Solar |  |  | Interconnected | Roseau | 56751 | 17 | 3 | Residential | n/a | 2019 | 2019
Roseau Electric Cooperative | 100 | 16284 | Co-op | Roseau 2019 App 2 | 5 | Solar |  |  | Interconnected | Roseau | 56751 | 10 | 2 | Residential | n/a | 2019 | 2019
Roseau Electric Cooperative | 100 | 16284 | Co-op | Roseau 2019 App 3 | 10.78 | Solar |  |  | Interconnected | Grygla | 56727 | 12 | 4 | Residential | n/a | 2019 | 2019
Roseau Electric Cooperative | 100 | 16284 | Co-op | Roseau 2020 Aop 5 | 10 | Solar |  |  | Interconnected | Roseau | 56751 | 17 | 3 | Residential | n/a | 2020 | 2020
Roseau Electric Cooperative | 100 | 16284 | Co-op | Roseau 2020 App 4 | 22 | Solar |  |  | Interconnected | Roseau | 56751 | 13 | 3 | Residential | n/a | 2020 | 2020
Runestone Electric Association | 102 | 16368 | Co-op | 16.24.11 | 10 | Wind |  |  | Decommissioned | Brandon | 56315 | 4 | 2 | Residential |  | 2009 | 2009 | 2019
Runestone Electric Association | 102 | 16368 | Co-op | 26.34.2b | 39 | Wind |  |  | Decommissioned | Kensington | 56343 | 4 | 3 | Residential |  | 2010 | 2010 | 2019
Runestone Electric Association | 102 | 16368 | Co-op | 49.31.01a | 27 | Solar |  |  | Interconnected | Morris | 56267 | 15 | 4 | Residential |  | 2015 | 2015
Runestone Electric Association | 102 | 16368 | Co-op | 49.31.01b | 49.5 | Solar |  |  | Interconnected | Morris | 56267 | 15 | 4 | Commercial |  | 2017 | 2017
Runestone Electric Association | 102 | 16368 | Co-op | 49.31.01c | 20 | Solar |  |  | Interconnected | Morris | 56267 | 15 | 4 | Commercial |  | 2017 | 2017
Runestone Electric Association | 102 | 16368 | Co-op | 49.31.01d | 10 | Solar |  |  | Interconnected | Morris | 56267 | 15 | 4 | Commercial |  | 2017 | 2017
Runestone Electric Association | 102 | 16368 | Co-op | 49.31.01e | 10 | Solar |  |  | Interconnected | Morris | 56267 | 15 | 4 | Commercial |  | 2017 | 2017
Runestone Electric Association | 102 | 16368 | Co-op | 49.31.01f | 4 | Solar |  |  | Interconnected | Morris | 56267 | 15 | 4 | Commercial |  | 2017 | 2017
Runestone Electric Association | 102 | 16368 | Co-op | 49.31.01g | 28.8 | Solar |  |  | Interconnected | Morris | 56267 | 15 | 4 | Commercial |  | 2018 | 2018
Runestone Electric Association | 102 | 16368 | Co-op | 03.22.05 | 21.6 | Solar |  |  | Interconnected | Miltona | 56354 | 2 | 1 | Residential |  | 2014 | 2014
Runestone Electric Association | 102 | 16368 | Co-op | 05.07.04 | 10 | Wind |  |  | Interconnected | Evansville | 56326 | 4 | 1 | Residential |  | 2009 | 2009
Runestone Electric Association | 102 | 16368 | Co-op | 05.30.02.002 | 2 | Solar |  |  | Interconnected | Evansville | 56326 | 4 | 1 | Residential |  | 2010 | 2010
Runestone Electric Association | 102 | 16368 | Co-op | 06.19.05 | 39 | Wind |  |  | Interconnected | Ashby | 56309 | 5 | 2 | Residential |  | 2010 | 2010
Runestone Electric Association | 102 | 16368 | Co-op | 12.11.02 | 10 | Wind |  |  | Interconnected | Elbow Lake | 56531 | 5 | 3 | Residential |  | 2008 | 2008
Runestone Electric Association | 102 | 16368 | Co-op | 12.11.02.2 | 2 | Solar |  |  | Interconnected | Elbow Lake | 56531 | 5 | 3 | Residential |  | 2008 | 2008
Runestone Electric Association | 102 | 16368 | Co-op | 18.05.01.002 | 12.25 | Solar |  |  | Interconnected | Alexandria | 56308 | 21 | 2 | Residential |  | 2017 | 2017
Runestone Electric Association | 102 | 16368 | Co-op | 18.09.2C | 5 | Solar |  |  | Interconnected | Carlos | 56319 | 2 | 4 | Residential |  | 2011 | 2011
Runestone Electric Association | 102 | 16368 | Co-op | 20.34.03.006 | 9.8 | Solar |  |  | Interconnected | Osakis | 56360 | 1 | 3 | Residential |  | 2016 | 2016
Runestone Electric Association | 102 | 16368 | Co-op | 23.22.12.024 | 5 | Solar |  |  | Interconnected | Alexandria | 56308 | 22 | 2 | Residential |  | 2019 | 2019
Runestone Electric Association | 102 | 16368 | Co-op | 24.22.04.01 | 5.9 | Solar |  |  | Interconnected | Alexandria | 56308 | 9 | 2 | Residential |  | 2019 | 2019
Runestone Electric Association | 102 | 16368 | Co-op | 25.35.04.008 | 10 | Wind |  |  | Interconnected | Farwell | 56327 | 13 | 1 | Residential |  | 2018 | 2019
Runestone Electric Association | 102 | 16368 | Co-op | 27.20.07 | 19 | Solar |  |  | Interconnected | Barrett | 56311 | 14 | 1 | Residential |  | 2019 | 2019
Runestone Electric Association | 102 | 16368 | Co-op | 34.04.1D | 39 | Wind |  |  | Interconnected | Hoffman | 56339 | 14 | 2 | Commercial |  | 2001 | 2001
Runestone Electric Association | 102 | 16368 | Co-op | 36.14.05 | 7.74 | Solar |  |  | Interconnected | Farwell | 56327 | 13 | 2 | Residential |  | 2010 | 2010
Runestone Electric Association | 102 | 16368 | Co-op | 38.26.2A | 39 | Wind |  |  | Interconnected | Alexandria | 56308 | 11 | 3 | Residential |  | 2010 | 2010
Runestone Electric Association | 102 | 16368 | Co-op | 38.34.01 | 10 | Wind |  |  | Interconnected | Alexandria | 56308 | 11 | 4 | Residential |  | 2009 | 2009
Runestone Electric Association | 102 | 16368 | Co-op | 39.06.02.009 | 8.4 | Solar |  |  | Interconnected | Osakis | 56360 | 11 | 1 | Residential |  | 2012 | 2012
Runestone Electric Association | 102 | 16368 | Co-op | 39.20.01 | 37.5 | Solar |  |  | Interconnected | Alexandria | 56308 | 11 | 3 | Residential |  | 2019 | 2019
Runestone Electric Association | 102 | 16368 | Co-op | 39.31.02 | 4 | Solar |  |  | Interconnected | Alexandria | 56308 | 11 | 3 | Residential |  | 2014 | 2014
Runestone Electric Association | 102 | 16368 | Co-op | 40.34.04 | 10 | Wind |  |  | Interconnected | Villard | 56385 | 20 | 3 | Residential |  | 2018 | 2019
Runestone Electric Association | 102 | 16368 | Co-op | 41.06.1B | 36 | Solar |  |  | Interconnected | Glenwood | 56334 | 12 | 2 | Residential |  | 2017 | 2017
Runestone Electric Association | 102 | 16368 | Co-op | 41.36.01.012 | 4.8 | Solar |  |  | Interconnected | Villard | 56385 | 17 | 2 | Residential |  | 2007 | 2007
Runestone Electric Association | 102 | 16368 | Co-op | 43.10.02. | 13.2 | Solar |  |  | Interconnected | Lowry | 56349 | 13 | 3 | Residential |  | 2016 | 2016
Runestone Electric Association | 102 | 16368 | Co-op | 44.35.1B | 8 | Solar |  |  | Interconnected | Farwell | 56327 | 16 | 4 | Residential |  | 2013 | 2013
Runestone Electric Association | 102 | 16368 | Co-op | 45.30.01.011 | 9.8 | Solar |  |  | Interconnected | Donnelly | 56235 | 14 | 3 | Residential |  | 2015 | 2015
Runestone Electric Association | 102 | 16368 | Co-op | 50.01.01 | 10 | Wind |  |  | Interconnected | Starbuck | 56381 | 16 | 4 | Residential |  | 2009 | 2009
Runestone Electric Association | 102 | 16368 | Co-op | 51.06.03 | 10 | Wind |  |  | Interconnected | Starbuck | 56381 | 16 | 4 | Residential |  | 2010 | 2010
Runestone Electric Association | 102 | 16368 | Co-op | 52.16.16 | 17.08 | Solar |  |  | Interconnected | Glenwood | 56334 | 16 | 2 | Residential |  | 2017 | 2017
Runestone Electric Association | 102 | 16368 | Co-op | 53.13.02 | 39.9 | Solar |  |  | Interconnected | Glenwood | 56334 | 17 | 2 | Residential |  | 2018 | 2018
Runestone Electric Association | 102 | 16368 | Co-op | 53.20.01 | 20 | Wind |  |  | Interconnected | Glenwood | 56334 | 18 | 4 | Residential |  | 2009 | 2009
Runestone Electric Association | 102 | 16368 | Co-op | 59.09.01 | 20 | Solar |  |  | Interconnected | Morris | 56267 | 15 | 4 | Residential |  | 2010 | 2010
Runestone Electric Association | 102 | 16368 | Co-op | NOVA1049 | 2.32 | Solar |  |  | Interconnected | Alexandria | 56308 | 12 | 4 | Residential |  | 2019 | 2019
Runestone Electric Association | 102 | 16368 | Co-op | NOVA1297 | 40 | Solar |  |  | Interconnected | Glenwood | 56334 | 17 | 4 | Residential |  | 2019 | 2019
Runestone Electric Association | 102 | 16368 | Co-op | NOVA1650 | 37.5 | Solar |  |  | Interconnected | Alexandria | 56308 | 11 | 3 | Residential |  | 2019 | 2019
Runestone Electric Association | 102 | 16368 | Co-op | NOVA2461 | 5.8 | Solar |  |  | Interconnected | Alexandria | 56308 | 2 | 1 | Residential |  | 2019 | 2019
Runestone Electric Association | 102 | 16368 | Co-op | NOVA2785 | 15 | Solar |  |  | Interconnected | Alexandria | 56308 | 11 | 4 | Residential |  | 2020 | 2020
Runestone Electric Association | 102 | 16368 | Co-op | NOVA2788 | 8.2 | Solar |  |  | Interconnected | Evansville | 56326 | 4 | 1 | Residential |  | 2020 | 2020
Runestone Electric Association | 102 | 16368 | Co-op | NOVA2958 | 22.8 | Solar |  |  | Interconnected | Barett | 56311 | 4 | 3 | Residential |  | 2020 | 2020
Runestone Electric Association | 102 | 16368 | Co-op | NOVA3229 | 14.18 | Solar |  |  | Interconnected | Alexandria | 56308 | 22 | 3 | Residential |  | 2020 | 2020
Runestone Electric Association | 102 | 16368 | Co-op | NOVA3273 | 22.8 | Solar |  |  | Interconnected | Osakis | 56360 | 11 | 2 | Residential |  | 2020 | 2020
Runestone Electric Association | 102 | 16368 | Co-op | NOVA3360 | 12.56 | Solar |  |  | Interconnected | Miltona | 56354 | 3 | 1 | Residential |  | 2020 | 2020
Runestone Electric Association | 102 | 16368 | Co-op | NOVA3433 | 20 | Solar |  |  | Interconnected | Alexandria | 56308 | 19 | 1 | Residential |  | 2020 | 2020
Runestone Electric Association | 102 | 16368 | Co-op | NOVA3484 | 15.08 | Solar |  |  | Interconnected | Glenwood | 56334 | 12 | 3 | Residential |  | 2020 | 2020
SAUK CENTRE PUBLIC UTILITIES | 106 | 16679 | Muni | FACILITY WIND 1 | 95 | Wind |  |  | Interconnected | Sauk Centre | 56378 | Sauk Centre | Sauk Centre | Industrial |  | 2011 | 2011
Shakopee Public Utilities | 107 | 16971 | Muni | SOL-19-10 | 3.8 | Solar |  |  | Active Application | Prior Lake | 55372 | PL | 73 | Residential |  | 2019
Shakopee Public Utilities | 107 | 16971 | Muni | SOL-19-14 | 6 | Solar |  |  | Active Application | Shakopee | 55379 | SS | 81 | Residential |  | 2019
Shakopee Public Utilities | 107 | 16971 | Muni | SOL-19-15 | 5.28 | Solar |  |  | Active Application | Shakopee | 55379 | PL | 71 | Residential |  | 2019
Shakopee Public Utilities | 107 | 16971 | Muni | SOL-19-19 | 7.2 | Solar |  |  | Active Application | Shakopee | 55379 | BL | 22 | Residential |  | 2019
Shakopee Public Utilities | 107 | 16971 | Muni | SOL-19-20 | 7.6 | Solar |  |  | Active Application | Shakopee | 55379 | SS | 32 | Residential |  | 2019
Shakopee Public Utilities | 107 | 16971 | Muni | 2010 DG Interconnection 1 | 6.39 | Solar |  | X | Interconnected | Shakopee | 55379 | SS | 33 | Commercial | MN SCIP | 2010 | 2010
Shakopee Public Utilities | 107 | 16971 | Muni | 2010 DG Interconnection 2 | 3.5 | Solar |  |  | Interconnected | Shakopee | 55379 | SS | 34 | Residential | MN SCIP | 2010 | 2010
Shakopee Public Utilities | 107 | 16971 | Muni | 2010 DG Interconnection 3 | 4.72 | Solar |  |  | Interconnected | Shakopee | 55379 | PL | 71 | Residential | MN SCIP | 2010 | 2010
Shakopee Public Utilities | 107 | 16971 | Muni | 2010 DG Interconnection 4 | 4 | Solar |  |  | Interconnected | Shakopee | 55379 | DL | 43 | Commercial | MN SCIP | 2010 | 2010
Shakopee Public Utilities | 107 | 16971 | Muni | 2010 DG Interconnection 5 | 4 | Solar |  |  | Interconnected | Shakopee | 55379 | DL | 43 | Commercial | MN SCIP | 2010 | 2010
Shakopee Public Utilities | 107 | 16971 | Muni | 2010 DG Interconnection 6 | 4 | Solar |  |  | Interconnected | Shakopee | 55379 | DL | 43 | Commercial | MN SCIP | 2010 | 2010
Shakopee Public Utilities | 107 | 16971 | Muni | 2011 DG Interconnection 1 | 4.06 | Solar |  |  | Interconnected | Shakopee | 55379 | PL | 71 | Residential | MN SCIP | 2011 | 2011
Shakopee Public Utilities | 107 | 16971 | Muni | 2011 DG Interconnection 2 | 4.06 | Solar |  |  | Interconnected | Shakopee | 55379 | PL | 73 | Residential | MN SCIP | 2011 | 2011
Shakopee Public Utilities | 107 | 16971 | Muni | 2011 DG Interconnection 3 | 3.44 | Solar |  |  | Interconnected | Shakopee | 55379 | SS | 32 | Residential | MN SCIP | 2011 | 2011
Shakopee Public Utilities | 107 | 16971 | Muni | 2012 DG Interconnection 1 | 4.2 | Solar |  |  | Interconnected | Shakopee | 55379 | SS | 31 | Commercial | MN SCIP | 2012 | 2012
Shakopee Public Utilities | 107 | 16971 | Muni | 2013 DG Interconnection 1 | 3.44 | Solar |  |  | Interconnected | Shakopee | 55379 | PL | 74 | Residential | MN SCIP | 2013 | 2013
Shakopee Public Utilities | 107 | 16971 | Muni | 2013 DG Interconnection 2 | 34.22 | Solar |  |  | Interconnected | Shakopee | 55379 | PL | 71 | Commercial | MN SCIP | 2013 | 2013
Shakopee Public Utilities | 107 | 16971 | Muni | 2013 DG Interconnection 3 | 3.44 | Solar |  |  | Interconnected | Shakopee | 55379 | PL | 73 | Residential | MN SCIP | 2013 | 2013
Shakopee Public Utilities | 107 | 16971 | Muni | 2014 DG Interconnection 1 | 4.08 | Solar |  |  | Interconnected | Shakopee | 55379 | SH | 9 | Residential | MN SCIP | 2014 | 2014
Shakopee Public Utilities | 107 | 16971 | Muni | Hometown Wind Power | 160 | Wind |  |  | Interconnected | Shakopee | 55379 | SH | 10 | Utility |  | 2009 | 2009
Shakopee Public Utilities | 107 | 16971 | Muni | SOL-15-01 | 5 | Solar |  |  | Interconnected | Shakopee | 55379 | SS | 33 | Residential | MN SCIP | 2015 | 2015
Shakopee Public Utilities | 107 | 16971 | Muni | SOL-15-02 | 5 | Solar |  |  | Interconnected | Shakopee | 55379 | PL | 71 | Residential | MN SCIP | 2015 | 2015
Shakopee Public Utilities | 107 | 16971 | Muni | SOL-15-03 | 10 | Solar |  |  | Interconnected | Shakopee | 55379 | SS | 31 | Residential | MN SCIP | 2015 | 2015
Shakopee Public Utilities | 107 | 16971 | Muni | SOL-15-04 | 5.5 | Solar |  |  | Interconnected | Shakopee | 55379 | PL | 71 | Residential | MN SCIP | 2015 | 2015
Shakopee Public Utilities | 107 | 16971 | Muni | SOL-15-05 | 7.68 | Solar |  |  | Interconnected | Shakopee | 55379 | PL | 73 | Residential | MN SCIP | 2015 | 2015
Shakopee Public Utilities | 107 | 16971 | Muni | SOL-16-01 | 2.7 | Solar |  |  | Interconnected | Shakopee | 55379 | SS | 31 | Residential | MN SCIP | 2016 | 2016
Shakopee Public Utilities | 107 | 16971 | Muni | SOL-16-02 | 10 | Solar |  |  | Interconnected | Shakopee | 55379 | SS | 31 | Residential | MN SCIP | 2016 | 2016
Shakopee Public Utilities | 107 | 16971 | Muni | SOL-16-03 | 5.5 | Solar |  |  | Interconnected | Prior Lake | 55372 | PL | 73 | Residential | MN SCIP | 2016 | 2016
Shakopee Public Utilities | 107 | 16971 | Muni | SOL-16-04 | 6.11 | Solar |  |  | Interconnected | Shakopee | 55379 | PL | 74 | Residential | MN SCIP | 2016 | 2016
Shakopee Public Utilities | 107 | 16971 | Muni | SOL-16-05 | 12.87 | Solar |  |  | Interconnected | Shakopee | 55379 | SS | 32 | Residential | MN SCIP | 2016 | 2016
Shakopee Public Utilities | 107 | 16971 | Muni | SOL-16-06 | 26.6 | Solar |  |  | Interconnected | Shakopee | 55379 | SH | 10 | Commercial | MN SCIP | 2016 | 2016
Shakopee Public Utilities | 107 | 16971 | Muni | SOL-16-07 | 6 | Solar |  |  | Interconnected | Shakopee | 55379 | SH | 10 | Commercial | MN SCIP | 2016 | 2016
Shakopee Public Utilities | 107 | 16971 | Muni | SOL-17-01 | 3 | Solar |  |  | Interconnected | Shakopee | 55379 | SS | 33 | Residential | MN SCIP | 2017 | 2017
Shakopee Public Utilities | 107 | 16971 | Muni | SOL-17-02 | 3.8 | Solar |  |  | Interconnected | Shakopee | 55379 | SH | 10 | Residential | MN SCIP | 2017 | 2017
Shakopee Public Utilities | 107 | 16971 | Muni | SOL-17-03 | 6 | Solar |  |  | Interconnected | Shakopee | 55379 | SS | 33 | Residential | MN SCIP | 2017 | 2017
Shakopee Public Utilities | 107 | 16971 | Muni | SOL-17-04 | 5.46 | Solar |  |  | Interconnected | Shakopee | 55379 | BL | 20 | Residential | MN SCIP | 2017 | 2017
Shakopee Public Utilities | 107 | 16971 | Muni | SOL-17-05 | 6 | Solar |  |  | Interconnected | Shakopee | 55379 | PL | 71 | Residential | MN SCIP | 2017 | 2017
Shakopee Public Utilities | 107 | 16971 | Muni | SOL-17-06 | 3.8 | Solar |  |  | Interconnected | Shakopee | 55379 | SS | 33 | Residential | MN SCIP | 2017 | 2017
Shakopee Public Utilities | 107 | 16971 | Muni | SOL-17-07 | 4 | Solar |  |  | Interconnected | Shakopee | 55379 | SS | 32 | Residential | MN SCIP | 2017 | 2017
Shakopee Public Utilities | 107 | 16971 | Muni | SOL-18-01 | 5.46 | Solar |  |  | Interconnected | Shakopee | 55379 | PL | 74 | Residential | MN SCIP | 2018 | 2018
Shakopee Public Utilities | 107 | 16971 | Muni | SOL-18-02 | 3.8 | Solar |  |  | Interconnected | Prior Lake | 55372 | PL | 73 | Residential | MN SCIP | 2018 | 2018
Shakopee Public Utilities | 107 | 16971 | Muni | SOL-18-03 | 7.6 | Solar |  |  | Interconnected | Shakopee | 55379 | SS | 34 | Residential | MN SCIP | 2018 | 2018
Shakopee Public Utilities | 107 | 16971 | Muni | SOL-18-04 | 6.96 | Solar |  |  | Interconnected | Shakopee | 55379 | DL | 92 | Residential | MN SCIP | 2018 | 2018
Shakopee Public Utilities | 107 | 16971 | Muni | SOL-18-05 | 7 | Solar |  |  | Interconnected | Shakopee | 55379 | SS | 33 | Residential | MN SCIP | 2018 | 2018
Shakopee Public Utilities | 107 | 16971 | Muni | SOL-19-01 | 7.67 | Solar |  |  | Interconnected | Shakopee | 55379 | SS | 33 | Residential | MN SCIP | 2019 | 2019
Shakopee Public Utilities | 107 | 16971 | Muni | SOL-19-02 | 7.4 | Solar |  |  | Interconnected | Shakopee | 55379 | DL | 92 | Residential | MN SCIP | 2019 | 2019
Shakopee Public Utilities | 107 | 16971 | Muni | SOL-19-03 | 6.96 | Solar |  |  | Interconnected | Shakopee | 55379 | PL | 74 | Residential | MN SCIP | 2019 | 2019
Shakopee Public Utilities | 107 | 16971 | Muni | SOL-19-04 | 10 | Solar |  |  | Interconnected | Shakopee | 55379 | PL | 71 | Residential | MN SCIP | 2019 | 2019
Shakopee Public Utilities | 107 | 16971 | Muni | SOL-19-05 | 13.6 | Solar |  |  | Interconnected | Shakopee | 55379 | SS | 81 | Residential | MN SCIP | 2019 | 2019
Shakopee Public Utilities | 107 | 16971 | Muni | SOL-19-06 | 37.8 | Solar |  |  | Interconnected | Shakopee | 55379 | SH | 8 | Commercial | MN SCIP | 2019 | 2019
Shakopee Public Utilities | 107 | 16971 | Muni | SOL-19-07 | 7.6 | Solar |  |  | Interconnected | Shakopee | 55379 | SS | 33 | Residential | MN SCIP | 2019 | 2019
Shakopee Public Utilities | 107 | 16971 | Muni | SOL-19-08 | 11.4 | Solar |  |  | Interconnected | Shakopee | 55379 | SS | 31 | Residential | MN SCIP | 2019 | 2019
Shakopee Public Utilities | 107 | 16971 | Muni | SOL-19-09 | 4.6 | Solar |  |  | Interconnected | Shakopee | 55379 | SH | 9 | Residential | MN SCIP | 2019 | 2019
Shakopee Public Utilities | 107 | 16971 | Muni | SOL-19-11 | 6 | Solar |  |  | Interconnected | Shakopee | 55379 | SH | 8 | Residential | MN SCIP | 2019 | 2019
Shakopee Public Utilities | 107 | 16971 | Muni | SOL-19-12 | 7.6 | Solar |  |  | Interconnected | Shakopee | 55379 | SS | 34 | Residential | MN SCIP | 2019 | 2019
Shakopee Public Utilities | 107 | 16971 | Muni | SOL-19-13 | 7.44 | Solar |  |  | Interconnected | Shakopee | 55379 | SS | 81 | Residential | MN SCIP | 2019 | 2019
Shakopee Public Utilities | 107 | 16971 | Muni | SOL-19-16 | 10 | Solar |  |  | Interconnected | Shakopee | 55379 | SS | 33 | Residential | MN SCIP | 2019 | 2019
Shakopee Public Utilities | 107 | 16971 | Muni | SOL-19-17 | 11.4 | Solar |  |  | Interconnected | Shakopee | 55379 | BL | 22 | Residential | MN SCIP | 2019 | 2019
Shakopee Public Utilities | 107 | 16971 | Muni | SOL-19-18 | 3.7 | Solar |  |  | Interconnected | Shakopee | 55379 | SS | 33 | Residential | MN SCIP | 2019 | 2019
Sioux Valley Southwestern Electric Cooperative Inc | 110 | 17267 | Co-op | 504-14-2-2 | 10 | Wind |  |  | Interconnected | N/A | 56186 | Pipestone | 3 | Commercial | n/a | 2014 | 2014
Sioux Valley Southwestern Electric Cooperative Inc | 110 | 17267 | Co-op | 504-27-1 | 9.66 | Solar |  |  | Interconnected | N/A | 56186 | Pipestone | 3 | Residential | n/a | 2014 | 2014
Sioux Valley Southwestern Electric Cooperative Inc | 110 | 17267 | Co-op | 505-33-3-1 | 39.8 | Solar |  |  | Interconnected | N/A | 56164 | Pipestone | 1 | Commercial | n/a | 2020 | 2020
Sioux Valley Southwestern Electric Cooperative Inc | 110 | 17267 | Co-op | 505-33-4-1 | 39.8 | Solar |  |  | Interconnected | N/A | 56164 | Pipestone | 1 | Commercial | n/a | 2020 | 2020
Sioux Valley Southwestern Electric Cooperative Inc | 110 | 17267 | Co-op | 508-13-2 | 8.37 | Solar |  |  | Interconnected | N/A | 56164 | Trosky | 3 | Residential | n/a | 2020 | 2020
Sioux Valley Southwestern Electric Cooperative Inc | 110 | 17267 | Co-op | 508-19-1-1-2 | 35 | Wind |  |  | Interconnected | N/A | 56164 | Pipestone | 5 | Commercial | n/a | 2012 | 2012 | 2017
Sioux Valley Southwestern Electric Cooperative Inc | 110 | 17267 | Co-op | 508-6-4-4 | 18.1 | Solar |  |  | Interconnected | N/A | 56164 | Pipestone | 1 | Commercial | n/a | 2010 | 2010
Sioux Valley Southwestern Electric Cooperative Inc | 110 | 17267 | Co-op | 509-16-1 | 33 | Wind |  |  | Interconnected | N/A | 56186 | Trosky | 3 | Residential | n/a | 2006 | 2006 | 2017
Sioux Valley Southwestern Electric Cooperative Inc | 110 | 17267 | Co-op | 509-23-1-4 | 1.92 | Solar |  |  | Interconnected | N/A | 56186 | Trosky | 3 | Residential | n/a | 2007 | 2007
Sioux Valley Southwestern Electric Cooperative Inc | 110 | 17267 | Co-op | 509-24-3 | 33 | Wind |  |  | Interconnected | N/A | 56186 | Trosky | 3 | Residential | n/a | 2011 | 2011 | 2018
Sioux Valley Southwestern Electric Cooperative Inc | 110 | 17267 | Co-op | 517-24-2-1 | 9.8 | Solar |  |  | Interconnected | N/A | 56156 | Hardwick | 3 | Commercial | n/a | 2013 | 2013
Sioux Valley Southwestern Electric Cooperative Inc | 110 | 17267 | Co-op | 519-23-2-1 | 5 | Solar |  |  | Interconnected | N/A | 56156 | Luverne | 6 | Residential | n/a | 2018 | 2018
Sioux Valley Southwestern Electric Cooperative Inc | 110 | 17267 | Co-op | 532-25-1-2 | 2.4 | Wind |  |  | Interconnected | N/A | 56138 | Hills | 7 | Residential | n/a | 2015 | 2015
Sioux Valley Southwestern Electric Cooperative Inc | 110 | 17267 | Co-op | 542-31-1 | 9.28 | Solar |  |  | Interconnected | N/A | 56186 | Pipestone | 3 | Residential | n/a | 2020 | 2020
Sioux Valley Southwestern Electric Cooperative Inc | 110 | 17267 | Co-op | 606-7 | 1.6 | Solar |  |  | Interconnected | N/A | 56164 | Trosky | 1 | Residential | n/a | 2020 | 2020
South Central Electric Association | 109 | 17550 | Co-op | DNR 24-17-059 | 15.4 | Solar |  |  | Active Application | Dundee | 56131 | 9 | 4 | Commercial | n/a | 2019
South Central Electric Association | 109 | 17550 | Co-op | JP 20-18-080 | 36 | Solar |  |  | Active Application | Butterfield | 56120 | 4 | 2 | Residential | n/a | 2020
South Central Electric Association | 109 | 17550 | Co-op | JS 33-16-085 | 35 | Wind |  |  | Decommissioned | Mountain Lake | 56159 | 5 | 5 | Residential | n/a | 2003 | 2003 | 2019
South Central Electric Association | 109 | 17550 | Co-op | GJ 08-19-022a | 2.4 | Wind |  |  | Interconnected | Comfrey | 56019 | 4 | 1 | Residential | n/a | 2009 | 2009
South Central Electric Association | 109 | 17550 | Co-op | GJ 08-19-022b | 13.3 | Solar |  |  | Interconnected | Comfrey | 56019 | 4 | 1 | Residential | n/a | 2020 | 2020
South Central Electric Association | 109 | 17550 | Co-op | MS 08-05-042a | 18 | Solar |  |  | Interconnected | Comfrey | 56019 | 4 | 1 | Residential | n/a | 2019 | 2019
South Central Electric Association | 109 | 17550 | Co-op | MS 08-05-042b | 18 | Solar |  |  | Interconnected | Comfrey | 56019 | 4 | 1 | Residential | n/a | 2016 | 2016
South Central Electric Association | 109 | 17550 | Co-op | AG 22-30-092 | 19 | Solar |  |  | Interconnected | Saint James | 56081 | 19 | 4 | Residential | n/a | 2009 | 2009
South Central Electric Association | 109 | 17550 | Co-op | AG 32-04-134 | 17.5 | Wind |  |  | Interconnected | Lewisville | 56060 | 25 | 2 | Residential | n/a
South Central Electric Association | 109 | 17550 | Co-op | AJ 04-06-023 | 11.4 | Solar |  |  | Interconnected | Westbrook | 56183 | 8 | 4 | Residential | n/a | 2019 | 2019
South Central Electric Association | 109 | 17550 | Co-op | AR 19-13-019 | 37.5 | Solar |  |  | Interconnected | Mountain Lake | 56159 | 4 | 2 | Residential | n/a | 2017 | 2018
South Central Electric Association | 109 | 17550 | Co-op | BB 04-11-071 | 36 | Solar |  |  | Interconnected | Westbrook | 56183 | 18 | 1 | Residential | n/a | 2017 | 2017
South Central Electric Association | 109 | 17550 | Co-op | CS 37-09-014 | 39.9 | Solar |  |  | Interconnected | Sherburn | 56171 | 6 | 4 | Residential | n/a | 2019 | 2019
South Central Electric Association | 109 | 17550 | Co-op | DA 31-30-075 | 4.8 | Wind |  |  | Interconnected | Saint James | 56081 | 14 | 2 | Residential | n/a | 2008 | 2008
South Central Electric Association | 109 | 17550 | Co-op | DBL 04-22-031 | 39.9 | Wind |  |  | Interconnected | Westbrook | 56183 | 18 | 1 | Commercial | n/a | 2011 | 2011
South Central Electric Association | 109 | 17550 | Co-op | DF 37-12-102 | 10.75 | Solar |  |  | Interconnected | Sherburn | 56171 | 6 | 1 | Residential | n/a | 2016 | 2016
South Central Electric Association | 109 | 17550 | Co-op | DK 04-32-125 | 39.5 | Wind |  |  | Interconnected | Westbrook | 56183 | 20 | 4 | Residential | n/a
South Central Electric Association | 109 | 17550 | Co-op | DL 01-10-114 | 7.6 | Solar |  |  | Interconnected | Revere | 56166 | 8 | 4 | Residential | n/a | 2018 | 2019
South Central Electric Association | 109 | 17550 | Co-op | DS 37-04-111 | 36.4 | Solar |  |  | Interconnected | Trimont | 56176 | 5 | 4 | Residential | n/a | 2019 | 2019
South Central Electric Association | 109 | 17550 | Co-op | E260 04-03-052 | 30 | Wind |  |  | Interconnected | Westbrook | 56183 | 18 | 1 | Commercial | n/a | 2015 | 2015
South Central Electric Association | 109 | 17550 | Co-op | E53 04-24-017 | 30 | Wind |  |  | Interconnected | Westbrook | 56183 | 8 | 3 | Commercial | n/a | 2015 | 2015
South Central Electric Association | 109 | 17550 | Co-op | JA 38-03-135 | 18.86 | Solar |  |  | Interconnected | Trimont | 56176 | 6 | 1 | Residential | n/a | 2018 | 2018
South Central Electric Association | 109 | 17550 | Co-op | JE 09-28-003 | 14.4 | Wind |  |  | Interconnected | Comfrey | 56019 | 13 | 3 | Commercial | n/a | 2010 | 2010
South Central Electric Association | 109 | 17550 | Co-op | JR 19-13-022 | 37.5 | Solar |  |  | Interconnected | Mountain Lake | 56159 | 4 | 2 | Commercial | n/a | 2017 | 2018
South Central Electric Association | 109 | 17550 | Co-op | JR 19-15-088 | 37.5 | Solar |  |  | Interconnected | Mountain Lake | 56159 | 4 | 2 | Commercial | n/a | 2017 | 2018
South Central Electric Association | 109 | 17550 | Co-op | JW 04-27-037 | 39.9 | Solar |  |  | Interconnected | Westbrook | 56183 | 18 | 1 | Residential | n/a | 2015 | 2015
South Central Electric Association | 109 | 17550 | Co-op | KB 20-29-079 | 18 | Solar |  |  | Interconnected | Butterfield | 56120 | 4 | 2 | Residential | n/a | 2015 | 2015
South Central Electric Association | 109 | 17550 | Co-op | LBP 36-11-056 | 34.2 | Solar |  |  | Interconnected | Truman | 56088 | 2 | 4 | Commercial | n/a | 2016 | 2016
South Central Electric Association | 109 | 17550 | Co-op | LF 20-19-117 | 28.5 | Solar |  |  | Interconnected | Mountain Lake | 56159 | 4 | 2 | Residential | n/a | 2017 | 2017
South Central Electric Association | 109 | 17550 | Co-op | LP 53-33-003 | 39.9 | Solar |  |  | Interconnected | Comfrey | 56019 | 22 | 3 | Residential | n/a | 2018 | 2018
South Central Electric Association | 109 | 17550 | Co-op | ME 18-29-121 | 39 | Wind |  |  | Interconnected | Bingham Lake | 56118 | 21 | 3 | Residential | n/a
South Central Electric Association | 109 | 17550 | Co-op | MH 28-11-004 | 39.5 | Wind |  |  | Interconnected | Mountain Lake | 56159 | 4 | 3 | Residential | n/a | 2006 | 2006
South Central Electric Association | 109 | 17550 | Co-op | MJ 27-04-080 | 5 | Solar |  |  | Interconnected | Bingham Lake | 56118 | 21 | 3 | Residential | n/a
South Central Electric Association | 109 | 17550 | Co-op | MW 17-36-090 | 20.9 | Solar |  |  | Interconnected | Windom | 56101 | 12 | 1 | Residential | n/a | 2014 | 2014
South Central Electric Association | 109 | 17550 | Co-op | RE 26-19-033 | 12 | Solar |  |  | Interconnected | Windom | 56101 | 12 | 4 | Residential | n/a | 2019 | 2019
South Central Electric Association | 109 | 17550 | Co-op | SCE Solar | 134.4 | Solar |  |  | Interconnected | Lake Crystal | 56055 | 17 | 3 | Community Solar Garden | n/a | 2015 | 2015
South Central Electric Association | 109 | 17550 | Co-op | SHF 16-12-031 | 20 | Wind |  |  | Interconnected | Windom | 56101 | 1 | 3 | Commercial | n/a | 2007 | 2007
South Central Electric Association | 109 | 17550 | Co-op | SJ 08-20-080 | 18 | Solar |  |  | Interconnected | Comfrey | 56019 | 4 | 1 | Residential | n/a | 2017 | 2018
South Central Electric Association | 109 | 17550 | Co-op | TR 38-32-073 | 10.8 | Solar |  |  | Interconnected | Sherburn | 56171 | 6 | 2 | Residential | n/a | 2015 | 2015
South Central Electric Association | 109 | 17550 | Co-op | W260 04-03-212 | 30 | Wind |  |  | Interconnected | Westbrook | 56183 | 18 | 1 | Commercial | n/a | 2015 | 2015
South Central Electric Association | 109 | 17550 | Co-op | W53 04-24-053 | 30 | Wind |  |  | Interconnected | Westbrook | 56183 | 8 | 3 | Commercial | n/a | 2015 | 2015
South Central Electric Association | 109 | 17550 | Co-op | WF 08-16-113 | 39.5 | Wind |  |  | Interconnected | Comfrey | 56019 | 22 | 3 | Residential | n/a
South Central Electric Association | 109 | 17550 | Co-op | WK 18-21-134 | 19.38 | Solar |  |  | Interconnected | Bingham Lake | 56118 | 21 | 1 | Residential | n/a
South Central Electric Association | 109 | 17550 | Co-op | WK 28-20-048 | 39.6 | Solar |  |  | Interconnected | Mountain Lake | 56159 | 4 | 3 | Commercial | n/a | 2015 | 2015
South Central Electric Association | 109 | 17550 | Co-op | WM 07-16-006 | 4 | Solar |  |  | Interconnected | Bingham Lake | 56118 | 1 | 2 | Residential | n/a | 2010 | 2010
South Central Electric Association | 109 | 17550 | Co-op | ZP 32-36-146 | 36 | Solar |  |  | Interconnected | Truman | 56060 | 2 | 2 | Commercial | n/a | 2020 | 2020
Spring Valley Public Utility | 111 | 17824 | Muni | 1822 | 2.97 | Solar |  |  | Decommissioned | Spring Valley | 55975 | Spring Valley | #5 | Commercial | n/a | n/a | 2014 | 2019
Spring Valley Public Utility | 111 | 17824 | Muni | 950 | 10.08 | Solar |  |  | Interconnected | Spring Valley | 55975 | Spring Valley | #3 | Commercial | n/a | n/a | 2016
Spring Valley Public Utility | 111 | 17824 | Muni | 4247 | 5.04 | Solar |  |  | Interconnected | Spring Valley | 55975 | Spring Valley | #3 | Residential | n/a | n/a | 2015
Spring Valley Public Utility | 111 | 17824 | Muni | 7451 | 8.68 | Solar |  |  | Interconnected | Spring Valley | 55975 | Spring Valley | #5 | Residential | n/a | n/a | 2019
Springfield Public Utilities | 134 | 17836 | Muni | NOVA 3888 | 15.36 | Solar |  |  | Active Application | Springfield | 56087 | East | West 7200 | Commercial |  | 2020
St. Charles Light and Water | 104 | 17862 | Muni | s1 | 2.7 | Solar |  |  | interconnected | Saint Charles | 55972 | St. Charles Municipal Subline 1 | B2-19/HC-5 | residential | $1 Kw up to 10 Kw | 2015 | 2015
St. Charles Light and Water | 104 | 17862 | Muni | s10 | 40.5 | Solar |  |  | interconnected | Saint Charles | 55972 | St. Charles Municipal Subline 1 | M Line | commercial | n/a | 2017 | 2017
St. Charles Light and Water | 104 | 17862 | Muni | s11 | 40.5 | Solar |  |  | interconnected | Saint Charles | 55972 | St. Charles Municipal Subline 1 | M Line | commercial | n/a | 2017 | 2017
St. Charles Light and Water | 104 | 17862 | Muni | s12 | 40.5 | Solar |  |  | interconnected | Saint Charles | 55972 | St. Charles Municipal Subline 1 | M Line | commercial | n/a | 2017 | 2017
St. Charles Light and Water | 104 | 17862 | Muni | s13 | 24 | Solar |  |  | interconnected | Saint Charles | 55972 | St. Charles Municipal Subline 1 | B Line | commercial | n/a | 2017 | 2017
St. Charles Light and Water | 104 | 17862 | Muni | s14 | 39.2 | Solar |  |  | interconnected | Saint Charles | 55972 | St. Charles Municipal Subline 1 | B5 | residential | n/a | 2017 | 2018
St. Charles Light and Water | 104 | 17862 | Muni | s15 | 77.2 | Solar |  |  | interconnected | Saint Charles | 55972 | St. Charles Municipal Subline 1 | B5 | commercial | n/a | 2017 | 2018
St. Charles Light and Water | 104 | 17862 | Muni | s16 | 38.6 | Solar |  |  | interconnected | Saint Charles | 55972 | St. Charles Municipal Subline 1 | B4 | commercial | n/a | 2017 | 2018
St. Charles Light and Water | 104 | 17862 | Muni | s17 | 24 | Solar |  |  | interconnected | Saint Charles | 55972 | St. Charles Municipal Subline 1 | B Line | residential | n/a | 2019 | 2019
St. Charles Light and Water | 104 | 17862 | Muni | s18 | 2000 | Solar |  |  | interconnected | Saint Charles | 55972 | St. Charles Municipal Subline 1 | B1-6-1 Line | commercial | n/a | 2019 | 2019
St. Charles Light and Water | 104 | 17862 | Muni | s19 | 38.3 | Solar |  |  | interconnected | Saint Charles | 55972 | St. Charles Municipal Subline 1 | 01 Line | commercial | n/a | 2020 | 2020
St. Charles Light and Water | 104 | 17862 | Muni | s2 | 26.91 | Solar |  |  | interconnected | Saint Charles | 55972 | St. Charles Municipal Subline 1 | F-32 Line 2 | commercial | $1 Kw up to 10 Kw | 2015 | 2015
St. Charles Light and Water | 104 | 17862 | Muni | s20 | 39.9 | Solar |  |  | interconnected | Saint Charles | 55972 | St. Charles Municipal Subline 1 | 01 Line | commercial | n/a | 2020 | 2020
St. Charles Light and Water | 104 | 17862 | Muni | s21 | 37.5 | Solar |  |  | interconnected | Saint Charles | 55972 | St. Charles Municipal Subline 1 | K2 Line | residential | n/a | 2019 | 2020
St. Charles Light and Water | 104 | 17862 | Muni | s3 | 20.7 | Solar |  |  | interconnected | Saint Charles | 55972 | St. Charles Municipal Subline 1 | J23 Line 2 | commercial | $1 Kw up to 10 Kw | 2015 | 2015
St. Charles Light and Water | 104 | 17862 | Muni | s4 | 20.7 | Solar |  |  | interconnected | Saint Charles | 55972 | St. Charles Municipal Subline 1 | KOVR-1 Line 2 | commercial | $1 Kw up to 10 Kw | 2015 | 2015
St. Charles Light and Water | 104 | 17862 | Muni | s5 | 3.4 | Solar |  |  | interconnected | Saint Charles | 55972 | St. Charles Municipal Subline 1 | B5 | residential | $1 Kw up to 10 Kw | 2016 | 2017
St. Charles Light and Water | 104 | 17862 | Muni | s6 | 9.8 | Solar |  |  | interconnected | Saint Charles | 55972 | St. Charles Municipal Subline 1 | K Line | residential | $1 Kw up to 10 Kw | 2017 | 2017
St. Charles Light and Water | 104 | 17862 | Muni | s7 | 40.365 | Solar |  |  | interconnected | Saint Charles | 55972 | St. Charles Municipal Subline 1 | M Line | commercial | $1 Kw up to 10 Kw | 2016 | 2017
St. Charles Light and Water | 104 | 17862 | Muni | s8 | 40.365 | Solar |  |  | interconnected | Saint Charles | 55972 | St. Charles Municipal Subline 1 | M Line | commercial | $1 Kw up to 10 Kw | 2016 | 2017
St. Charles Light and Water | 104 | 17862 | Muni | s9 | 40.5 | Solar |  |  | interconnected | Saint Charles | 55972 | St. Charles Municipal Subline 1 | M Line | commercial | n/a | 2017 | 2017
St. Peter Municipal Utilities | 149 | 17900 | Muni | 1 | 4 | Solar |  |  | Interconnected | Saint Peter | 56082 | Front | North | Community Solar Garden | n/a | 2018 | 2018
St. Peter Municipal Utilities | 149 | 17900 | Muni | 1200 | 7.56 | Solar |  |  | Interconnected | Saint Peter | 56082 | Sunrise | South | Commercial | n/a | 2010 | 2010
St. Peter Municipal Utilities | 149 | 17900 | Muni | 2200 | 3.25 | Solar |  |  | Interconnected | Saint Peter | 56082 | Broadway | Southwest | Residential | n/a | 2016 | 2016
St. Peter Municipal Utilities | 149 | 17900 | Muni | 2800 | 5.31 | Solar |  |  | Interconnected | Saint Peter | 56082 | Front | North | Residential | n/a | 2020 | 2020
St. Peter Municipal Utilities | 149 | 17900 | Muni | 3400 | 7.36 | Solar |  |  | Interconnected | Saint Peter | 56082 | Front | Northwest | Residential | n/a | 2017 | 2017
St. Peter Municipal Utilities | 149 | 17900 | Muni | 4000 | 5.4 | Solar |  |  | Interconnected | Saint Peter | 56082 | Broadway | North | Residential | n/a | 2016 | 2016
St. Peter Municipal Utilities | 149 | 17900 | Muni | 6500 | 4.64 | Solar |  |  | Interconnected | Saint Peter | 56082 | Front | Northwest | Residential | n/a | 2020 | 2020
St. Peter Municipal Utilities | 149 | 17900 | Muni | 7500 | 6.09 | Solar |  |  | Interconnected | Saint Peter | 56082 | Front | Southwest | Residential | n/a | 2020 | 2020
St. Peter Municipal Utilities | 149 | 17900 | Muni | 8700a | 2.88 | Solar |  |  | Interconnected | Saint Peter | 56082 | Broadway | Southwest | Residential | n/a | 2020 | 2020
St. Peter Municipal Utilities | 149 | 17900 | Muni | 8700b | 20.04 | Solar |  |  | Interconnected | Saint Peter | 56082 | Broadway | Center | Commercial | n/a | 2012 | 2012
St. Peter Municipal Utilities | 149 | 17900 | Muni | 9700 | 3.8 | Solar |  |  | Interconnected | Saint Peter | 56082 | Front | Southwest | Residential | n/a | 2020 | 2020
St. Peter Municipal Utilities | 149 | 17900 | Muni | 8700-2 | 17.3 | Solar |  |  | Interconnected | Saint Peter | 56082 | Broadway | Center | Commercial | n/a | 2014 | 2014
Stearns Electric Association | 113 | 18019 | Co-op | 44242 | 3.8 | Solar |  |  | Active Application | Saint Cloud | 56303 | S30 F5 | S30 F5 | Residential |  | 2020
Stearns Electric Association | 113 | 18019 | Co-op | 75794 | 15.2 | Solar |  |  | Active Application | Richmond | 56368 | S6F2 | S6F2 | Residential |  | 2020
Stearns Electric Association | 113 | 18019 | Co-op | 77180 | 7.6 | Solar |  |  | Active Application | Saint Augusta | 55382 | S17 F3 | S17 F3 | Residential |  | 2020
Stearns Electric Association | 113 | 18019 | Co-op | 106149 | 10 | Solar |  |  | Active Application | Paynesville | 56362 | S23 F3 | S23 F3 | Residential |  | 2020
Stearns Electric Association | 113 | 18019 | Co-op | 112508 | 5 | Solar |  |  | Active Application | Saint Cloud | 56303 | S11F2 | S11F2 | Residential |  | 2020
Stearns Electric Association | 113 | 18019 | Co-op | 106720 | 39 | Biogas |  |  | Decommissioned | Brooten | 56316 | S13 F1 | S13 F1 | Residential
Stearns Electric Association | 113 | 18019 | Co-op | 21759 | 4.72 | Solar |  |  | Interconnected | Burtrum | 56318 | S31 F4 | S31 F4 | Residential |  | 2018 | 2018
Stearns Electric Association | 113 | 18019 | Co-op | 24569 | 12 | Solar |  |  | Interconnected | Avon | 56310 | S26 F4 | S26 F4 | Residential |  | 2019 | 2019
Stearns Electric Association | 113 | 18019 | Co-op | 34111 | 2.1 | Solar |  |  | Interconnected | Saint Joseph | 56374 | S25 F3 | S25 F3 | Residential |  |  | 2009
Stearns Electric Association | 113 | 18019 | Co-op | 34422 | 36 | Solar |  |  | Interconnected | Avon | 56310 | S11 F5 | S11 F5 | Residential |  |  | 2009
Stearns Electric Association | 113 | 18019 | Co-op | 34763 | 3 | Solar |  |  | Interconnected | Sartell | 56377 | S29 F2 | S29 F2 | Residential |  | 2019 | 2020
Stearns Electric Association | 113 | 18019 | Co-op | 34981 | 8.5 | Solar |  |  | Interconnected | Kimball | 55353 | S14 F1 | S14 F1 | Residential |  |  | 2014
Stearns Electric Association | 113 | 18019 | Co-op | 35002 | 7.2 | Solar |  |  | Interconnected | Saint Joseph | 56374 | S27 F1 | S27 F1 | Residential |  |  | 2008
Stearns Electric Association | 113 | 18019 | Co-op | 35231 | 11.4 | Solar |  |  | Interconnected | Saint Joseph | 56374 | S29 F2 | S29 F2 | Residential |  | 2020 | 2020
Stearns Electric Association | 113 | 18019 | Co-op | 35478 | 17 | Solar |  |  | Interconnected | Cold Spring | 56320 | S27 F3 | S27 F3 | Residential |  |  | 2013
Stearns Electric Association | 113 | 18019 | Co-op | 35687 | 20 | Wind |  |  | Interconnected | Sauk Centre | 56378 | S26 F2 | S26 F2 | Residential |  |  | 2009
Stearns Electric Association | 113 | 18019 | Co-op | 35762 | 11.4 | Solar |  |  | Interconnected | Sauk Centre | 56378 | S22 F4 | S22 F4 | Residential |  | 2018 | 2019
Stearns Electric Association | 113 | 18019 | Co-op | 35945 | 8.5 | Solar |  |  | Interconnected | Grey Eagle | 56336 | S10 F1 | S10 F1 | Residential |  | 2017 | 2017
Stearns Electric Association | 113 | 18019 | Co-op | 40131a | 11.3 | Solar |  |  | Interconnected | Cold Spring | 56320 | S27 F2 | S27 F2 | Residential |  |  | 2013
Stearns Electric Association | 113 | 18019 | Co-op | 40131b | 10.4 | Wind |  |  | Interconnected | Cold Spring | 56320 | S27 F2 | S27 F2 | Residential |  |  | 2013
Stearns Electric Association | 113 | 18019 | Co-op | 40428 | 6 | Solar |  |  | Interconnected | Richmond | 56368 | S8 F1 | S8 F1 | Residential |  | 2016 | 2017
Stearns Electric Association | 113 | 18019 | Co-op | 41184a | 11 | Solar |  |  | Interconnected | Cold Spring | 56320 | S22 F2 | S22 F2 | Residential |  | 2018 | 2018
Stearns Electric Association | 113 | 18019 | Co-op | 41184b | 11.8 | Solar |  |  | Interconnected | Cold Spring | 56320 | S22 F2 | S22 F2 | Residential |  |  | 2015
Stearns Electric Association | 113 | 18019 | Co-op | 41369 | 6.24 | Solar |  |  | Interconnected | Saint Joseph | 56374 | S29 F3 | S29 F3 | Residential |  | 2019 | 2019
Stearns Electric Association | 113 | 18019 | Co-op | 41489 | 2.5 | Solar |  |  | Interconnected | Osakis | 56360 | S26 F4 | S26 F4 | Residential |  | 2019 | 2019
Stearns Electric Association | 113 | 18019 | Co-op | 43161 | 6.8 | Solar |  |  | Interconnected | Saint Cloud | 56301 | S7 F3 | S7 F3 | Residential |  |  | 2015
Stearns Electric Association | 113 | 18019 | Co-op | 43817 | 5.8 | Solar |  |  | Interconnected | Saint Cloud | 56303 | S30 F5 | S30 F5 | Residential |  | 2019 | 2019
Stearns Electric Association | 113 | 18019 | Co-op | 43823 | 6.4 | Solar |  |  | Interconnected | Saint Joseph | 56374 | S18 F2 | S18 F2 | Residential |  |  | 2006
Stearns Electric Association | 113 | 18019 | Co-op | 46088 | 10.8 | Solar |  |  | Interconnected | Clearwater | 55320 | S17 F2 | S17 F2 | Residential |  |  | 2013
Stearns Electric Association | 113 | 18019 | Co-op | 47526 | 7.6 | Solar |  |  | Interconnected | Saint Joseph | 56374 | S27 F4 | S27 F4 | Residential |  | 2018 | 2019
Stearns Electric Association | 113 | 18019 | Co-op | 48736 | 2 | Solar |  |  | Interconnected | Freeport | 56331 | S1 F2 | S1 F2 | Residential |  |  | 2009
Stearns Electric Association | 113 | 18019 | Co-op | 48798 | 11.4 | Solar |  |  | Interconnected | Grey Eagle | 56336 | S22 F2 | S22 F2 | Residential |  | 2019 | 2019
Stearns Electric Association | 113 | 18019 | Co-op | 49729 | 7.54 | Solar |  |  | Interconnected | Saint Cloud | 56301 | S7 F4 | S7 F4 | Residential |  | 2019 | 2020
Stearns Electric Association | 113 | 18019 | Co-op | 54200 | 26.88 | Solar |  |  | Interconnected | Richmond | 56368 | S8 F2 | S8 F2 | Residential |  |  | 2015
Stearns Electric Association | 113 | 18019 | Co-op | 59092 | 33.3 | Solar |  |  | Interconnected | Rockville | 56369 | S7 F1 | S7 F1 | Commercial |  | 2020 | 2020
Stearns Electric Association | 113 | 18019 | Co-op | 75471 | 8 | Solar |  |  | Interconnected | Albany | 56307 | S6 F2 | S6 F2 | Residential |  |  | 2015
Stearns Electric Association | 113 | 18019 | Co-op | 75663 | 39.2 | Solar |  |  | Interconnected | Richmond | 56368 | S6 F2 | S6 F2 | Residential |  | 2019 | 2019
Stearns Electric Association | 113 | 18019 | Co-op | 75669 | 36 | Wind |  |  | Interconnected | Richmond | 56368 | S8 F1 | S8 F1 | Residential |  |  | 2015
Stearns Electric Association | 113 | 18019 | Co-op | 76183 | 15.2 | Solar |  |  | Interconnected | Melrose | 56352 | S9 F3 | S9 F3 | Residential |  | 2019 | 2019
Stearns Electric Association | 113 | 18019 | Co-op | 76226 | 39.5 | Wind |  |  | Interconnected | Sauk Centre | 56378 | S9 F4 | S9 F4 | Residential |  |  | 2011
Stearns Electric Association | 113 | 18019 | Co-op | 76470 | 9.8 | Solar |  |  | Interconnected | Richmond | 56368 | S8 F1 | S8 F1 | Residential |  | 2018 | 2018
Stearns Electric Association | 113 | 18019 | Co-op | 76653 | 14.85 | Solar |  |  | Interconnected | Sauk Centre | 56378 | S4 F2 | S4 F2 | Residential |  |  | 2014
Stearns Electric Association | 113 | 18019 | Co-op | 76837 | 20 | Wind |  |  | Interconnected | Paynesville | 56362 | S8 F4 | S8 F4 | Residential |  |  | 2004
Stearns Electric Association | 113 | 18019 | Co-op | 76892 | 11.4 | Solar |  |  | Interconnected | Kimball | 55353 | S24 F2 | S24 F2 | Residential |  | 2019 | 2019
Stearns Electric Association | 113 | 18019 | Co-op | 77167 | 10.15 | Solar |  |  | Interconnected | Sauk Centre | 56378 | S4 F2 | S4 F2 | Residential |  | 2018 | 2019
Stearns Electric Association | 113 | 18019 | Co-op | 77293 | 30 | Solar |  |  | Interconnected | Belgrade | 56312 | S16 F3 | S16 F3 | Residential |  | 2020 | 2020
Stearns Electric Association | 113 | 18019 | Co-op | 77392 | 13.92 | Solar |  |  | Interconnected | Sauk Centre | 56378 | S4 F2 | S4 F2 | Residential |  | 2019 | 2020
Stearns Electric Association | 113 | 18019 | Co-op | 77534 | 17.4 | Solar |  |  | Interconnected | Saint Joseph | 56374 | S29 F1 | S29 F1 | Residential |  | 2020 | 2020
Stearns Electric Association | 113 | 18019 | Co-op | 77739 | 39.96 | Solar |  |  | Interconnected | Richmond | 56368 | S8 F1 | S8 F1 | Residential |  |  | 2016
Stearns Electric Association | 113 | 18019 | Co-op | 78074 | 17.6 | Solar |  |  | Interconnected | Kimball | 55353 | S14 F3 | S14 F3 | Residential |  | 2019 | 2020
Stearns Electric Association | 113 | 18019 | Co-op | 78149 | 39.9 | Wind |  |  | Interconnected | Sauk Centre | 56378 | S21 F2 | S21 F2 | Residential |  |  | 2012
Stearns Electric Association | 113 | 18019 | Co-op | 78270 | 4.64 | Solar |  |  | Interconnected | Osakis | 56360 | S4 F1 | S4 F1 | Residential |  | 2019 | 2019
Stearns Electric Association | 113 | 18019 | Co-op | 78918 | 10 | Wind |  |  | Interconnected | Melrose | 56352 | S9 F2 | S9 F2 | Residential |  |  | 2010
Stearns Electric Association | 113 | 18019 | Co-op | 78947 | 15.2 | Solar |  |  | Interconnected | Kimball | 55352 | S14 F1 | S14 F1 | Residential |  | 2019 | 2020
Stearns Electric Association | 113 | 18019 | Co-op | 79109 | 35.4 | Solar |  |  | Interconnected | Sauk Centre | 56378 | S26 F3 | S26 F3 | Residential |  | 2020 | 2020
Stearns Electric Association | 113 | 18019 | Co-op | 79277 | 14.8 | Solar |  |  | Interconnected | Eden Valley | 55329 | S24 F4 | S24 F4 | Residential |  | 2020 | 2020
Stearns Electric Association | 113 | 18019 | Co-op | 79571 | 20 | Wind |  |  | Interconnected | Albany | 56307 | S6 F4 | S6 F4 | Residential |  |  | 2002
Stearns Electric Association | 113 | 18019 | Co-op | 100065 | 15.2 | Solar |  |  | Interconnected | Sauk Centre | 56378 | S9 F3 | S9 F3 | Residential |  |  | 2016
Stearns Electric Association | 113 | 18019 | Co-op | 100286 | 20 | Wind |  |  | Interconnected | Richmond | 56368 | S27 F4 | S27 F4 | Residential |  |  | 2008
Stearns Electric Association | 113 | 18019 | Co-op | 100458 | 39.2 | Solar |  |  | Interconnected | Sauk Centre | 56378 | S9 F3 | S9 F3 | Residential |  | 2018 | 2018
Stearns Electric Association | 113 | 18019 | Co-op | 100768 | 13.92 | Solar |  |  | Interconnected | Saint Cloud | 56301 | S7 F1 | S7 F1 | Residential |  | 2019 | 2019
Stearns Electric Association | 113 | 18019 | Co-op | 101035 | 10 | Solar |  |  | Interconnected | Freeport | 56331 | S6 F4 | S6 F4 | Residential |  | 2020 | 2020
Stearns Electric Association | 113 | 18019 | Co-op | 101461 | 20 | Wind |  |  | Interconnected | Freeport | 56331 | S6 F4 | S6 F4 | Residential |  |  | 2012
Stearns Electric Association | 113 | 18019 | Co-op | 101598 | 20 | Wind |  |  | Interconnected | Clearwater | 55320 | S28 F1 | S28 F1 | Commercial |  |  | 2009
Stearns Electric Association | 113 | 18019 | Co-op | 102120 | 24 | Solar |  |  | Interconnected | Holdingford | 56340 | S12 F4 | S12 F4 | Residential |  | 2018 | 2018
Stearns Electric Association | 113 | 18019 | Co-op | 102496 | 33 | Solar |  |  | Interconnected | Sauk Centre | 56378 | S22 F1 | S22 F1 | Residential |  | 2019 | 2019
Stearns Electric Association | 113 | 18019 | Co-op | 102523 | 7 | Solar |  |  | Interconnected | Melrose | 56352 | S6 F4 | S6 F4 | Residential |  | 2017 | 2017
Stearns Electric Association | 113 | 18019 | Co-op | 103562 | 9.9 | Solar |  |  | Interconnected | Saint Joseph | 56374 | S25 F3 | S25 F3 | Commercial |  |  | 2010
Stearns Electric Association | 113 | 18019 | Co-op | 103566 | 5 | Solar |  |  | Interconnected | Saint Cloud | 56303 | S11 F2 | S11 F2 | Residential |  | 2020 | 2020
Stearns Electric Association | 113 | 18019 | Co-op | 103595 | 20 | Wind |  |  | Interconnected | Saint Joseph | 56374 | S29 F4 | S29 F4 | Residential |  |  | 2008
Stearns Electric Association | 113 | 18019 | Co-op | 103719 | 8.64 | Solar |  |  | Interconnected | Albany | 56307 | S6 F2 | S6 F2 | Residential |  |  | 2016
Stearns Electric Association | 113 | 18019 | Co-op | 103760 | 18 | Solar |  |  | Interconnected | Bowlus | 56314 | S20 F3 | S20 F3 | Residential |  | 2018 | 2018
Stearns Electric Association | 113 | 18019 | Co-op | 103776 | 39.98 | Solar |  |  | Interconnected | Glenwood | 56334 | S21 F3 | S21 F3 | Residential |  | 2018 | 2018
Stearns Electric Association | 113 | 18019 | Co-op | 104312 | 39.9 | Wind |  |  | Interconnected | Glenwood | 56334 | S21 F3 | S21 F3 | Residential |  |  | 2005
Stearns Electric Association | 113 | 18019 | Co-op | 104707 | 9.12 | Solar |  |  | Interconnected | Saint Joseph | 56374 | S25 F3 | S25 F3 | Residential |  |  | 2016
Stearns Electric Association | 113 | 18019 | Co-op | 104751 | 5.76 | Solar |  |  | Interconnected | Saint Joseph | 56374 | S30 F7 | S30 F7 | Residential |  | 2019 | 2020
Stearns Electric Association | 113 | 18019 | Co-op | 104908 | 11.4 | Solar |  |  | Interconnected | Osakis | 56360 | S4 F1 | S4 F1 | Residential |  | 2018 | 2018
Stearns Electric Association | 113 | 18019 | Co-op | 104932 | 20.16 | Solar |  |  | Interconnected | Richmond | 56368 | S8 F2 | S8 F2 | Residential |  |  | 2015
Stearns Electric Association | 113 | 18019 | Co-op | 105741 | 7.6 | Solar |  |  | Interconnected | Saint Joseph | 56374 | S25 F3 | S25 F3 | Residential |  | 2020 | 2020
Stearns Electric Association | 113 | 18019 | Co-op | 106198 | 15.2 | Solar |  |  | Interconnected | Avon | 56310 | S18 F1 | S18 F1 | Residential |  | 2020 | 2020
Stearns Electric Association | 113 | 18019 | Co-op | 106374 | 20 | Wind |  |  | Interconnected | Albany | 56307 | S6 F4 | S6 F4 | Residential |  |  | 2007
Stearns Electric Association | 113 | 18019 | Co-op | 106618a | 8.8 | Solar |  |  | Interconnected | Saint Cloud | 56301 | S7 F1 | S7 F1 | Residential |  |  | 2015
Stearns Electric Association | 113 | 18019 | Co-op | 106618b | 7 | Solar |  |  | Interconnected | Saint Cloud | 56301 | S7 F1 | S7 F1 | Residential |  |  | 2015
Stearns Electric Association | 113 | 18019 | Co-op | 111650a | 3.12 | Solar |  |  | Interconnected | Grey Eagle | 56336 | S10 F1 | S10 F1 | Residential |  |  | 2015
Stearns Electric Association | 113 | 18019 | Co-op | 111650b | 10 | Wind |  |  | Interconnected | Grey Eagle | 56336 | S10 F1 | S10 F1 | Residential |  |  | 2015
Stearns Electric Association | 113 | 18019 | Co-op | 119188 | 39.6 | Solar |  |  | Interconnected | Richmond | 56368 | S8 F2 | S8 F2 | Residential |  |  | 2015
Stearns Electric Association | 113 | 18019 | Co-op | 121827 | 37.6 | Solar |  |  | Interconnected | Saint Cloud | 56303 | S25 F1 | S25 F1 | Commercial |  | 2019 | 2019
Stearns Electric Association | 113 | 18019 | Co-op | 122099 | 12 | Solar |  |  | Interconnected | Saint Augusta | 56301 | S7 F1 | S7 F1 | Residential |  |  | 2014
Stearns Electric Association | 113 | 18019 | Co-op | 122570 | 39.8 | Solar |  |  | Interconnected | Sauk Centre | 56378 | S4 F3 | S4 F3 | Residential |  | 2017 | 2017
Stearns Electric Association | 113 | 18019 | Co-op | 122842 | 12 | Solar |  |  | Interconnected | Albany | 56307 | S10 F2 | S10 F2 | Residential |  | 2018 | 2018
Stearns Electric Association | 113 | 18019 | Co-op | 122910 | 14.4 | Solar |  |  | Interconnected | Saint Joseph | 56374 | S7 F1 | S7 F1 | Community Solar Garden |  |  | 2015
Stearns Electric Association | 113 | 18019 | Co-op | 123341 | 36 | Solar |  |  | Interconnected | Melrose | 56352 | S1 F4 | S1 F4 | Residential |  | 2018 | 2018
Stearns Electric Association | 113 | 18019 | Co-op | 123416 | 5.22 | Solar |  |  | Interconnected | Avon | 56310 | S18 F2 | S18 F2 | Residential |  | 2018 | 2019
Stearns Electric Association | 113 | 18019 | Co-op | 123514 | 20 | Solar |  |  | Interconnected | Kimball | 55353 | S14 F1 | S14 F1 | Residential |  | 2018 | 2018
Stearns Electric Association | 113 | 18019 | Co-op | 123755 | 7.6 | Solar |  |  | Interconnected | Sauk Centre | 56378 | S22 F1 | S22 F1 | Residential |  | 2018 | 2018
Stearns Electric Association | 113 | 18019 | Co-op | 124443 | 10 | Solar |  |  | Interconnected | Sartell | 56377 | S29 F1 | S29 F1 | Residential |  | 2019 | 2019
Stearns Electric Association | 113 | 18019 | Co-op | 124463 | 38 | Solar |  |  | Interconnected | South Haven | 55382 | S17 F2 | S17 F2 | Residential |  | 2019 | 2019
Stearns Electric Association | 113 | 18019 | Co-op | 124475 | 3.8 | Solar |  |  | Interconnected | Saint Joseph | 56374 | S23 F3 | S23 F3 | Residential |  | 2019 | 2019
Stearns Electric Association | 113 | 18019 | Co-op | 59033 | 37.8 | Solar |  |  | Withdrawn | Saint Cloud | 56301 | S7 F1 | S7 F1 | Commercial |  | 2018
Stearns Electric Association | 113 | 18019 | Co-op | 76521 | 36 | Solar |  |  | Withdrawn | Melrose | 56352 | S23 F1 | S23 F1 | Residential |  | 2018
Stearns Electric Association | 113 | 18019 | Co-op | 78265 | 11.4 | Solar |  |  | Withdrawn | Sauk Centre | 56378 | S26 F3 | S26 F3 | Residential |  | 2019
Stearns Electric Association | 113 | 18019 | Co-op | 79678 | 36 | Solar |  |  | Withdrawn | Melrose | 56352 | S6 F4 | S6 F4 | Residential |  | 2018
Stearns Electric Association | 113 | 18019 | Co-op | 124396 | 12.8 | Solar |  |  | Withdrawn | Saint Cloud | 56301 | S30 F7 | S30 F7 | Residential |  | 2019
Todd-Wadena Electric Cooperative | 117 | 27422 | Co-op | NOVA3617 | 24 | Solar |  |  | Active Application | Browerville | 56438 | 6 | 3 | Residential | n/a | 2020
Todd-Wadena Electric Cooperative | 117 | 27422 | Co-op | NOVA3867 | 10 | Solar |  |  | Active Application | Verndale | 56481 | 11 | 4 | Residential | n/a | 2020
Todd-Wadena Electric Cooperative | 117 | 27422 | Co-op | NOVA3878 | 7.6 | Solar |  |  | Active Application | Verndale | 56481 | 11 | 4 | Residential | n/a | 2020
Todd-Wadena Electric Cooperative | 117 | 27422 | Co-op | 06-32-1610 | 2.1 | Solar |  |  | Interconnected | Menahga | 56464 | 8 | 1 | Residential | n/a | 2010 | 2010
Todd-Wadena Electric Cooperative | 117 | 27422 | Co-op | 06-36-0920 | 3.9 | Solar |  |  | Interconnected | Menahga | 56464 | 8 | 2 | Residential | n/a | 2014 | 2014
Todd-Wadena Electric Cooperative | 117 | 27422 | Co-op | 08-18-1410 | 4.5 | Solar |  |  | Interconnected | Menahga | 56464 | 8 | 1 | Residential | n/a | 2015 | 2015
Todd-Wadena Electric Cooperative | 117 | 27422 | Co-op | 15-07-1410 | 2 | Solar |  |  | Interconnected | Sebeka | 56477 | 10 | 1 | Residential | n/a | 2010 | 2010
Todd-Wadena Electric Cooperative | 117 | 27422 | Co-op | 17-14-1120 | 5.6 | Solar |  | X | Interconnected | Menahga | 56464 | 8 | 3 | Residential | n/a | 2013 | 2013
Todd-Wadena Electric Cooperative | 117 | 27422 | Co-op | 28-17-1410-41 | 2.8 | Solar |  |  | Interconnected | Verndale | 56481 | 2 | 1 | Residential | n/a | 2010 | 2010
Todd-Wadena Electric Cooperative | 117 | 27422 | Co-op | 29-10-1310 | 20 | Solar |  |  | Interconnected | Wadena | 56482 | 2 | 5 | Commercial | n/a | 2016 | 2016
Todd-Wadena Electric Cooperative | 117 | 27422 | Co-op | 32-18-0520-46 | 39.5 | Wind |  |  | Interconnected | Wadena | 56482 | 14 | 4 | Commercial | n/a | 2012 | 2012
Todd-Wadena Electric Cooperative | 117 | 27422 | Co-op | 33-31-1230 | 8.65 | Solar |  |  | Interconnected | Verndale | 56481 | 3 | 1 | Residential | n/a | 2019 | 2019
Todd-Wadena Electric Cooperative | 117 | 27422 | Co-op | 34-25-1210-46 | 120 | Solar |  |  | Interconnected | Staples | 56479 | 11 | 6 | Commercial | n/a | 2019 | 2019
Todd-Wadena Electric Cooperative | 117 | 27422 | Co-op | 34-26-1010 | 39.9 | Solar |  |  | Interconnected | Staples | 56479 | 11 | 4 | Commercial | n/a | 2019 | 2019
Todd-Wadena Electric Cooperative | 117 | 27422 | Co-op | 34-34-1520 | 39.9 | Solar |  |  | Interconnected | Staples | 56479 | 4 | 5 | Commercial | n/a | 2019 | 2019
Todd-Wadena Electric Cooperative | 117 | 27422 | Co-op | 38-03-0310 | 26.6 | Solar |  |  | Interconnected | Motley | 56466 | 4 | 5 | Residential | n/a | 2017 | 2017
Todd-Wadena Electric Cooperative | 117 | 27422 | Co-op | 38-03-0810 | 39.5 | Solar |  |  | Interconnected | Staples | 56479 | 4 | 5 | Commercial | n/a | 2016 | 2016
Todd-Wadena Electric Cooperative | 117 | 27422 | Co-op | 38-03-0910 | 36 | Solar |  |  | Interconnected | Motley | 56466 | 4 | 5 | Residential | n/a | 2017 | 2017
Todd-Wadena Electric Cooperative | 117 | 27422 | Co-op | 40-28-1010 | 7.6 | Solar |  |  | Interconnected | Verndale | 56481 | 3 | 1 | Residential | n/a | 2019 | 2019
Todd-Wadena Electric Cooperative | 117 | 27422 | Co-op | 42-26-0930 | 39.9 | Wind |  |  | Interconnected | Hewitt | 56453 | 7 | 3 | Residential | n/a | 2012 | 2012
Todd-Wadena Electric Cooperative | 117 | 27422 | Co-op | 44-23-1610 | 2.16 | Solar |  |  | Interconnected | Bertha | 56437 | 5 | 2 | Residential | n/a | 2010 | 2010
Todd-Wadena Electric Cooperative | 117 | 27422 | Co-op | 46-13-0310 | 20 | Wind |  |  | Interconnected | Browerville | 56438 | 9 | 1 | Residential | n/a | 2007 | 2007
Todd-Wadena Electric Cooperative | 117 | 27422 | Co-op | 50-06-1010-000 | 6.075 | Solar |  |  | Interconnected | Browerville | 56438 | 9 | 3 | Residential | n/a | 2018 | 2019
Todd-Wadena Electric Cooperative | 117 | 27422 | Co-op | 50-34-1010 | 5.5 | Solar |  |  | Interconnected | Browerville | 56438 | 6 | 2 | Commercial | n/a | 2003 | 2003
Todd-Wadena Electric Cooperative | 117 | 27422 | Co-op | 51-12-1540 | 30 | Solar |  |  | Interconnected | Bowerville | 56438 | 9 | 3 | Residential | n/a | 2017 | 2017
Todd-Wadena Electric Cooperative | 117 | 27422 | Co-op | 51-12-1540R | 38 | Solar |  |  | Interconnected | Motley | 56466 | 4 | 5 | Residential | n/a | 2017 | 2017
Todd-Wadena Electric Cooperative | 117 | 27422 | Co-op | 51-33-0106-43 | 5 | Solar |  |  | Interconnected | Bowerville | 56438 | 6 | 5 | Residential | n/a | 2017 | 2017
Todd-Wadena Electric Cooperative | 117 | 27422 | Co-op | 64-05-1430 | 25.6 | Solar |  |  | Interconnected | Long Prairie | 56347 | 12 | 2 | Residential | n/a | 2019 | 2019
Todd-Wadena Electric Cooperative | 117 | 27422 | Co-op | NOVA1420 | 6.96 | Solar |  |  | Interconnected | Wadena | 56482 | 7 | 1 | Residential | n/a | 2019 | 2019
Todd-Wadena Electric Cooperative | 117 | 27422 | Co-op | NOVA2850 | 8.06 | Solar |  |  | Interconnected | Browerville | 56438 | 12 | 2 | Residential | n/a | 2020 | 2020
Todd-Wadena Electric Cooperative | 117 | 27422 | Co-op | NOVA3123 | 13.92 | Solar |  |  | Interconnected | Staples | 56479 | 11 | 4 | Residential | n/a | 2020 | 2020
Todd-Wadena Electric Cooperative | 117 | 27422 | Co-op | NOVA3361 | 39.82 | Solar |  |  | Interconnected | Staples | 56479 | 11 | 1 | Residential | n/a | 2020 | 2020
Todd-Wadena Electric Cooperative | 117 | 27422 | Co-op | 17-10-0120 | 1.8 | Solar |  |  | Withdrawn | Menahga | 56464 | 8 | 3 | Commercial | n/a | 2009 | 2009
Todd-Wadena Electric Cooperative | 117 | 27422 | Co-op | NOVA2389 | 15 | Solar |  |  | Withdrawn | Aldrich | 56434 | 4 | 4 | Residential | n/a | 2019
Traverse Electric Coop | 116 | 19060 | Co-op | 11894 | 39.9 | Solar |  |  | Interconnected | Johnson | 56236 |  | 3 | Residential |  | 2017 | 2017
Traverse Electric Coop | 116 | 19060 | Co-op | 27161 | 39.9 | Solar |  |  | Interconnected | Dumont | 56236 |  |  | Residential |  | 2019 | 2019
Traverse Electric Coop | 116 | 19060 | Co-op | 37671 | 39.6 | Wind |  |  | Interconnected | Chokio | 56221 |  | 2309 | Residential |  | 2016 | 2016
Virginia Department of Public Utilities | 122 | 19883 | Muni | 10550858 | 3.8 | Solar |  |  | Interconnected | Virginia | 55792 | Ridgewood |  | Residential | n/a | 2019 | 2019
Virginia Department of Public Utilities | 122 | 19883 | Muni | 20102951 | 38.8 | Solar |  |  | Interconnected | Virginia | 55792 | PP | City Fdr 5 | Commercial | n/a | 2019 | 2019
Virginia Department of Public Utilities | 122 | 19883 | Muni | 20109120 | 12.48 | Solar |  |  | Interconnected | Virginia | 55792 | Olcott |  | Commercial | n/a |  | 2013
Virginia Department of Public Utilities | 122 | 19883 | Muni | 20965010 | 10.14 | Solar |  |  | Interconnected | Virginia | 55792 | P&H |  | Commercial | n/a |  | 2013
Virginia Department of Public Utilities | 122 | 19883 | Muni | 30109970 | 3.8 | Solar |  |  | Interconnected | Virginia | 55792 | PP | City Fdr 3 | Utility | n/a |  | 2019
Virginia Department of Public Utilities | 122 | 19883 | Muni | 30971600 | 241.92 | Solar |  |  | Interconnected | Virginia | 55792 | Olcott |  | Commercial | n/a | 2019 | 2019
Virginia Department of Public Utilities | 122 | 19883 | Muni | 31184840 | 22.4 | Solar |  |  | Interconnected | Virginia | 55792 | PP | City Fdr 5 | Commercial | n/a |  | 2017
Virginia Department of Public Utilities | 122 | 19883 | Muni | 31191650 | 4.5 | Solar |  |  | Interconnected | Virginia | 55792 | PP | City Fdr 2 | Residential | n/a |  | 2016
Virginia Department of Public Utilities | 122 | 19883 | Muni | 50849280 | 10.53 | Solar |  |  | Interconnected | Virginia | 55792 | PP | City Fdr 4 | Commercial | n/a |  | 2013
Westbrook Public Utilities | 224 | 20430 | Muni | Solar - 1 | 9.75 | Solar |  |  | Interconnected | Westbrook | 56183 | 1 | 2 | Residential | n/a | 2017 | 2017
Wild Rice Electric Cooperative Inc | 127 | 20639 | Co-op | NOVA3729 | 30 | Solar |  |  | Active Application | Naytahwaush | 56566 | Beaulieu | 43 | Commercial |  | 2020
Wild Rice Electric Cooperative Inc | 127 | 20639 | Co-op | NOVA3769 | 29.99 | Solar |  |  | Active Application | Naytahwaush | 56566 | Beaulieu | 43 | Industrial |  | 2020
Wild Rice Electric Cooperative Inc | 127 | 20639 | Co-op | NOVA3772 | 30 | Solar |  |  | Active Application | Ogema | 56569 | White Earth | 53 | Commercial |  | 2020
Wild Rice Electric Cooperative Inc | 127 | 20639 | Co-op | NOVA3775 | 30 | Solar |  |  | Active Application | Mahnomen | 56557 | Beaulieu | 44 | Commercial |  | 2020
Wild Rice Electric Cooperative Inc | 127 | 20639 | Co-op | RD5930 | 10 | Wind |  |  | Decommissioned | Detroit Lakes | 56501 | Audubon | 1 | Residential |  | 2009 | 2009
Wild Rice Electric Cooperative Inc | 127 | 20639 | Co-op | RT0079 | 20 | Wind |  |  | Decommissioned | Twin Valley | 56584 | Flom | 2 | Residential |  | 2002 | 2002
Wild Rice Electric Cooperative Inc | 127 | 20639 | Co-op | BM64724 | 10 | Solar |  |  | Interconnected | Rochert | 56578 | Erie | 3 | Residential |  | 2016 | 2016
Wild Rice Electric Cooperative Inc | 127 | 20639 | Co-op | CF2835 | 5.2 | Solar |  |  | Interconnected | Mentor | 56536 | Maple Bay | 3 | Residential |  | 2016 | 2016
Wild Rice Electric Cooperative Inc | 127 | 20639 | Co-op | DJ7897 | 8.6 | Solar |  |  | Interconnected | Rochert | 56578 | Erie | 5 | Residential |  | 2013 | 2013
Wild Rice Electric Cooperative Inc | 127 | 20639 | Co-op | DN1732 | 10 | Solar |  |  | Interconnected | Erskine | 56535 | Erskine | 2 | Residential |  | 2018 | 2018
Wild Rice Electric Cooperative Inc | 127 | 20639 | Co-op | DT5343 | 3.2 | Solar |  |  | Interconnected | Lengby | 56651 | Sand Hill | 1 | Residential |  | 2006 | 2006
Wild Rice Electric Cooperative Inc | 127 | 20639 | Co-op | EB1866 | 11.4 | Solar |  |  | Interconnected | Hawley | 56549 | Christianson | 2 | Residential |  | 2017 | 2018
Wild Rice Electric Cooperative Inc | 127 | 20639 | Co-op | EL0073 | 10 | Solar |  |  | Interconnected | White Earth | 56591 | Oakland | 2 | Residential |  | 2018 | 2018
Wild Rice Electric Cooperative Inc | 127 | 20639 | Co-op | GJ5489 | 10.4 | Solar |  |  | Interconnected | Detroit Lakes | 56501 | Erie | 1 | Residential |  | 2016 | 2016
Wild Rice Electric Cooperative Inc | 127 | 20639 | Co-op | GR2634 | 8.2 | Solar |  |  | Interconnected | Rochert | 56578 | Erie | 3 | Residential |  | 2016 | 2016
Wild Rice Electric Cooperative Inc | 127 | 20639 | Co-op | JA0765 | 8 | Solar |  |  | Interconnected | Detroit Lakes | 56501 | Erie | 5 | Residential |  | 2013 | 2013
Wild Rice Electric Cooperative Inc | 127 | 20639 | Co-op | JA7427 | 24 | Solar |  |  | Interconnected | Hawley | 56549 | Christianson | 1 | Residential |  | 2016 | 2016
Wild Rice Electric Cooperative Inc | 127 | 20639 | Co-op | JN3908 | 3.7 | Wind |  |  | Interconnected | Lake Park | 56554 | Christianson | 3 | Residential |  | 2010 | 2010
Wild Rice Electric Cooperative Inc | 127 | 20639 | Co-op | JR6367 | 18 | Solar |  |  | Interconnected | Hawley | 56549 | Hawley | 3 | Residential |  | 2019 | 2019
Wild Rice Electric Cooperative Inc | 127 | 20639 | Co-op | JZ9946 | 20 | Solar |  |  | Interconnected | Rochert | 56578 | Richwood | 3 | Residential |  | 2018 | 2018
Wild Rice Electric Cooperative Inc | 127 | 20639 | Co-op | MP9155 | 23.12 | Solar |  |  | Interconnected | Hawley | 56549 | Hawley | 3 | Residential |  | 2017 | 2017
Wild Rice Electric Cooperative Inc | 127 | 20639 | Co-op | NOVA2363 | 38.19 | Solar |  |  | Interconnected | Mahnomen | 56557 | Waukon | 122 | Residential |  | 2019
Wild Rice Electric Cooperative Inc | 127 | 20639 | Co-op | NOVA2397 | 37.2 | Solar |  |  | Interconnected | Mahnomen | 56557 | Flom | 113 | Residential |  | 2019 | 2020
Wild Rice Electric Cooperative Inc | 127 | 20639 | Co-op | NOVA2514 | 15 | Solar |  |  | Interconnected | Detroit Lakes | 56501 | Richwood | 164 | Residential |  | 2019 | 2020
Wild Rice Electric Cooperative Inc | 127 | 20639 | Co-op | NOVA2515 | 36 | Solar |  |  | Interconnected | Gary | 56545 | Waukon | 122 | Commercial |  | 2019 | 2020
Wild Rice Electric Cooperative Inc | 127 | 20639 | Co-op | NOVA2516 | 36 | Solar |  |  | Interconnected | Mahnomen | 56557 | Flom | 113 | Commercial |  | 2019 | 2020
Wild Rice Electric Cooperative Inc | 127 | 20639 | Co-op | NOVA2517 | 36 | Solar |  |  | Interconnected | Gary | 56545 | Waukon | 122 | Commercial |  | 2019 | 2020
Wild Rice Electric Cooperative Inc | 127 | 20639 | Co-op | NOVA2892 | 36 | Solar |  |  | Interconnected | Mahnomen | 56557 | Beaulieu | 44 | Residential |  | 2020 | 2020
Wild Rice Electric Cooperative Inc | 127 | 20639 | Co-op | NOVA2955 | 36 | Solar |  |  | Interconnected | Hitterdal | 56552 | Hitterdal | 55 | Residential |  | 2020 | 2020
Wild Rice Electric Cooperative Inc | 127 | 20639 | Co-op | NOVA3242 | 38 | Solar |  |  | Interconnected | Bejou | 56516 | Rindal | 14 | Residential |  | 2020 | 2020
Wild Rice Electric Cooperative Inc | 127 | 20639 | Co-op | NOVA3950 | 9.57 | Solar |  |  | Interconnected | Detroit Lakes | 56501 | Erie | 65 | Residential |  | 2020 | 2020
Wild Rice Electric Cooperative Inc | 127 | 20639 | Co-op | OB5840 | 50 | Wind |  |  | Interconnected | Waubun | 56589 | Flom | 2 | Commercial |  | 2012 | 2012
Wild Rice Electric Cooperative Inc | 127 | 20639 | Co-op | RB4390 | 37.8 | Solar |  |  | Interconnected | Lake Park | 56554 | Hitterdal | 2 | Residential |  | 2016 | 2016
Wild Rice Electric Cooperative Inc | 127 | 20639 | Co-op | RB6225 | 10.2 | Solar |  |  | Interconnected | White Earth | 56591 | White Earth | 3 | Residential |  | 2013 | 2013
Wild Rice Electric Cooperative Inc | 127 | 20639 | Co-op | SE4325 | 15.5 | Solar |  |  | Interconnected | Audubon | 56511 | Hitterdal | 3 | Residential |  | 2019 | 2019
Wild Rice Electric Cooperative Inc | 127 | 20639 | Co-op | SG7897 | 18 | Solar |  |  | Interconnected | Lake Park | 56554 | Christianson | 3 | Residential |  | 2015 | 2015
Wild Rice Electric Cooperative Inc | 127 | 20639 | Co-op | TB1525 | 9.28 | Solar |  |  | Interconnected | Mentor | 56736 | Maple Bay | 3 | Residential |  | 2019 | 2019
Wild Rice Electric Cooperative Inc | 127 | 20639 | Co-op | TD7304 | 4.6 | Solar |  |  | Interconnected | Fosston | 56542 | Fosston | 1 | Residential |  | 2010 | 2010
Wild Rice Electric Cooperative Inc | 127 | 20639 | Co-op | TH5298 | 1.15 | Solar |  |  | Interconnected | Frazee | 56544 | Erie | 3 | Residential |  | 2011 | 2011
Wild Rice Electric Cooperative Inc | 127 | 20639 | Co-op | TR1203 | 13.92 | Solar |  |  | Interconnected | Richwood | 56578 | Richwood | 3 | Residential |  | 2013 | 2013
Wild Rice Electric Cooperative Inc | 127 | 20639 | Co-op | WE3906 | 3.64 | Solar |  |  | Interconnected | White Earth | 56591 | White Earth | 3 | Residential |  | 2013 | 2013
Wild Rice Electric Cooperative Inc | 127 | 20639 | Co-op | WE5990 | 10.2 | Solar |  |  | Interconnected | White Earth | 56591 | White Earth | 3 | Residential |  | 2013 | 2013
Wild Rice Electric Cooperative Inc | 127 | 20639 | Co-op | WH7155 | 2.4 | Wind |  |  | Interconnected | Audubon | 56511 | Audubon | 3 | Residential |  | 2009 | 2009
Willmar Municipal Utilities | 161 | 20737 | Muni | WMU01 | 2 | Solar |  |  | Interconnected | Willmar | 56201 | Power Plant | 1 | Commercial | n/a | 2008 | 2008
Willmar Municipal Utilities | 161 | 20737 | Muni | WMU02 | 5.67 | Solar |  |  | Interconnected | Willmar | 56201 | Power Plant | 3 | Residential | n/a | 2015 | 2015
Willmar Municipal Utilities | 161 | 20737 | Muni | WMU03 | 14.44 | Solar |  |  | Interconnected | Willmar | 56201 | South | 14 | Residential | n/a | 2019 | 2019
Willmar Municipal Utilities | 161 | 20737 | Muni | WMU04 | 19 | Solar |  |  | Interconnected | Willmar | 56201 | South | 11 | Residential | n/a | 2020 | 2020
Windom Municipal Utilities | 129 | 20806 | Muni | 50453-2 | 20 | Solar |  |  | Interconnected | Windom | 56101 | Windom Sub | 3 | Residential |  | 2016 | 2016
Worthington Public Utilities | 136 | 21013 | Muni | S-01-2019 | 6.6 | Solar |  |  | interconnected | Worthington | 56187 | 1 | W Ind | residential | n/a | 2019 | 2019
Wright Hennepin Cooperative Electric Association | 130 | 20996 | Co-op | So-A-2020-1 | 10 | Solar |  |  | Active Application | Saint Michael | 55376 | Oakwood | 106 | Residential | n/a | 2020
Wright Hennepin Cooperative Electric Association | 130 | 20996 | Co-op | So-A-2020-10 | 4.93 | Solar |  |  | Active Application | Buffalo | 55313 | Lake Constance | 109 | Residential | n/a | 2020
Wright Hennepin Cooperative Electric Association | 130 | 20996 | Co-op | So-A-2020-11 | 9.57 | Solar |  |  | Active Application | Annandale | 55302 | Maple Lake | 10 | Residential | n/a | 2020
Wright Hennepin Cooperative Electric Association | 130 | 20996 | Co-op | So-A-2020-12 | 3.8 | Solar |  |  | Active Application | Buffalo | 55313 | Lake Constance | 108 | Residential | n/a | 2020
Wright Hennepin Cooperative Electric Association | 130 | 20996 | Co-op | So-A-2020-13 | 7.6 | Solar |  |  | Active Application | Plymouth | 55442 | Plymouth 1 | 84 | Residential | n/a | 2020
Wright Hennepin Cooperative Electric Association | 130 | 20996 | Co-op | So-A-2020-14 | 8.7 | Solar |  |  | Active Application | Corcoran | 55340 | Corcoran | 20 | Residential | n/a | 2020
Wright Hennepin Cooperative Electric Association | 130 | 20996 | Co-op | So-A-2020-16 | 38.4 | Solar |  |  | Active Application | Delano | 55328 | Delano | 23 | Residential | n/a | 2020
Wright Hennepin Cooperative Electric Association | 130 | 20996 | Co-op | So-A-2020-2 | 10.1 | Solar |  |  | Active Application | South Haven | 55382 | Goose Lake | 30 | Residential | n/a | 2020
Wright Hennepin Cooperative Electric Association | 130 | 20996 | Co-op | So-A-2020-3 | 15.2 | Solar |  | X | Active Application | Watertown | 55388 | Woodland | 114 | Residential | n/a | 2020
Wright Hennepin Cooperative Electric Association | 130 | 20996 | Co-op | So-A-2020-4 | 22.8 | Solar |  |  | Active Application | Rogers | 55374 | Trailhaven | 128 | Residential | n/a | 2020
Wright Hennepin Cooperative Electric Association | 130 | 20996 | Co-op | So-A-2020-5 | 38.4 | Solar |  |  | Active Application | Annandale | 55302 | Silver Creek | 34 | Residential | n/a | 2020
Wright Hennepin Cooperative Electric Association | 130 | 20996 | Co-op | So-A-2020-6 | 11.31 | Solar |  |  | Active Application | Waverly | 55390 | Highland | 39 | Residential | n/a | 2020
Wright Hennepin Cooperative Electric Association | 130 | 20996 | Co-op | So-A-2020-7 | 10 | Solar |  |  | Active Application | Albertville | 55301 | Oakwood | 103 | Residential | n/a | 2020
Wright Hennepin Cooperative Electric Association | 130 | 20996 | Co-op | So-A-2020-8 | 5 | Solar |  |  | Active Application | Otsego | 55330 | Otsego | 120 | Residential | n/a | 2020
Wright Hennepin Cooperative Electric Association | 130 | 20996 | Co-op | So-A-2020-9 | 3.8 | Solar |  |  | Active Application | Maple Grove | 55311 | Corcoran | 19 | Residential | n/a | 2020
Wright Hennepin Cooperative Electric Association | 130 | 20996 | Co-op | St-A-2020-15 | 10 | Storage |  | X | Active Application | Plymouth | 55446 | Lawndale | 122 | Residential | n/a | 2020
Wright Hennepin Cooperative Electric Association | 130 | 20996 | Co-op | St-A-2020-17 | 12.55 | Storage |  | X | Active Application | Rogers | 55374 | Trailhaven | 128 | Residential | n/a | 2020
Wright Hennepin Cooperative Electric Association | 130 | 20996 | Co-op | So-2005-1 | 1.2 | Solar |  |  | Interconnected | Delano | 55328 | Rockford | 78 | Residential | n/a |  | 2005
Wright Hennepin Cooperative Electric Association | 130 | 20996 | Co-op | So-2007-1 | 555 | Solar |  |  | Interconnected | Maple Grove | 55311 | Arbor Lakes | 91 | Commercial | n/a |  | 2007
Wright Hennepin Cooperative Electric Association | 130 | 20996 | Co-op | So-2013-1 | 7 | Solar |  |  | Interconnected | Annandale | 55302 | Maple Lake | 12 | Residential | n/a |  | 2013
Wright Hennepin Cooperative Electric Association | 130 | 20996 | Co-op | So-2014-1 | 20 | Solar |  |  | Interconnected | Monticello | 55362 | Albertville | 17 | Residential | n/a |  | 2014
Wright Hennepin Cooperative Electric Association | 130 | 20996 | Co-op | So-2015-1 | 10.92 | Solar |  |  | Interconnected | Delano | 55328 | Woodland | 144 | Residential | n/a |  | 2015
Wright Hennepin Cooperative Electric Association | 130 | 20996 | Co-op | So-2015-2 | 12.6 | Solar |  |  | Interconnected | Mound | 55364 | Medina | 47 | Residential | n/a |  | 2015
Wright Hennepin Cooperative Electric Association | 130 | 20996 | Co-op | So-2016-1 | 4.2 | Solar |  |  | Interconnected | Loretto | 55357 | Rockford | 75 | Residential | n/a |  | 2016
Wright Hennepin Cooperative Electric Association | 130 | 20996 | Co-op | So-2016-2 | 23.5 | Solar |  |  | Interconnected | Mound | 55364 | Delano | 86 | Residential | n/a |  | 2016
Wright Hennepin Cooperative Electric Association | 130 | 20996 | Co-op | So-2016-3 | 39.65 | Solar |  |  | Interconnected | Rockford | 55373 | Delano | 23 | Residential | n/a |  | 2016
Wright Hennepin Cooperative Electric Association | 130 | 20996 | Co-op | So-2016-4 | 21 | Solar |  |  | Interconnected | Clearwater | 55320 | Hasty | 89 | Residential | n/a |  | 2016
Wright Hennepin Cooperative Electric Association | 130 | 20996 | Co-op | So-2016-5 | 10 | Solar |  |  | Interconnected | Howard Lake | 55349 | Highland | 39 | Residential | n/a |  | 2016
Wright Hennepin Cooperative Electric Association | 130 | 20996 | Co-op | So-2017-1 | 17.5 | Solar |  |  | Interconnected | Buffalo | 55313 | Rockford | 78 | Residential | n/a | 2016 | 2017
Wright Hennepin Cooperative Electric Association | 130 | 20996 | Co-op | So-2017-10 | 11.4 | Solar |  |  | Interconnected | Corcoran | 55340 | Trailhaven | 129 | Residential | n/a | 2017 | 2017
Wright Hennepin Cooperative Electric Association | 130 | 20996 | Co-op | So-2017-11 | 21 | Solar |  |  | Interconnected | Cokato | 55321 | Howard Lake | 26 | Residential | n/a | 2017 | 2017
Wright Hennepin Cooperative Electric Association | 130 | 20996 | Co-op | So-2017-12 | 222 | Solar |  |  | Interconnected | Medina | 55340 | Willow | 118 | Commercial | n/a |  | 2017
Wright Hennepin Cooperative Electric Association | 130 | 20996 | Co-op | So-2017-2 | 39.9 | Solar |  |  | Interconnected | Maple Lake | 55358 | Silver Creek | 36 | Residential | n/a | 2016 | 2017
Wright Hennepin Cooperative Electric Association | 130 | 20996 | Co-op | So-2017-3 | 39 | Solar |  |  | Interconnected | Medina | 55340 | Willow | 115 | Residential | n/a | 2017 | 2017
Wright Hennepin Cooperative Electric Association | 130 | 20996 | Co-op | So-2017-4 | 1.3 | Solar |  |  | Interconnected | Maple Plain | 55359 | Delano | 86 | Residential | n/a | 2016 | 2017
Wright Hennepin Cooperative Electric Association | 130 | 20996 | Co-op | So-2017-5 | 10.08 | Solar |  |  | Interconnected | Howard Lake | 55349 | Woodland | 143 | Residential | n/a | 2017 | 2017
Wright Hennepin Cooperative Electric Association | 130 | 20996 | Co-op | So-2017-6 | 7.68 | Solar |  |  | Interconnected | Hamel | 55340 | Corcoran | 21 | Residential | n/a | 2017 | 2017
Wright Hennepin Cooperative Electric Association | 130 | 20996 | Co-op | So-2017-7 | 4.6 | Solar |  |  | Interconnected | Cokato | 55321 | Goose Lake | 32 | Residential | n/a | 2017 | 2017
Wright Hennepin Cooperative Electric Association | 130 | 20996 | Co-op | So-2017-8 | 11.4 | Solar |  |  | Interconnected | Maple Plain | 55359 | Medina | 47 | Residential | n/a | 2017 | 2017
Wright Hennepin Cooperative Electric Association | 130 | 20996 | Co-op | So-2017-9 | 7.6 | Solar |  |  | Interconnected | Monticello | 55362 | Silver Creek | 72 | Residential | n/a | 2017 | 2017
Wright Hennepin Cooperative Electric Association | 130 | 20996 | Co-op | So-2018-1 | 6 | Solar |  |  | Interconnected | Buffalo | 55313 | Rockford | 78 | Residential | n/a | 2017 | 2018
Wright Hennepin Cooperative Electric Association | 130 | 20996 | Co-op | So-2018-10 | 30 | Solar |  |  | Interconnected | Delano | 55328 | Delano | 25 | Residential | n/a | 2018 | 2018
Wright Hennepin Cooperative Electric Association | 130 | 20996 | Co-op | So-2018-11 | 4.84 | Solar |  |  | Interconnected | Maple Grove | 55311 | Lawndale | 122 | Residential | n/a | 2018 | 2018
Wright Hennepin Cooperative Electric Association | 130 | 20996 | Co-op | So-2018-12 | 7.6 | Solar |  |  | Interconnected | South Haven | 55382 | Goose Lake | 33 | Residential | n/a | 2018 | 2018
Wright Hennepin Cooperative Electric Association | 130 | 20996 | Co-op | So-2018-13 | 7.6 | Solar |  |  | Interconnected | Buffalo | 55313 | Mary Lake | 51 | Residential | n/a | 2018 | 2018
Wright Hennepin Cooperative Electric Association | 130 | 20996 | Co-op | So-2018-2 | 6 | Solar |  |  | Interconnected | Maple Grove | 55311 | Lawndale | 122 | Residential | n/a | 2017 | 2018
Wright Hennepin Cooperative Electric Association | 130 | 20996 | Co-op | So-2018-3 | 24 | Solar |  |  | Interconnected | Corcoran | 55340 | Corcoran | 18 | Commercial | n/a | 2018 | 2018
Wright Hennepin Cooperative Electric Association | 130 | 20996 | Co-op | So-2018-4 | 39.8 | Solar |  |  | Interconnected | Hamel | 55340 | Medina | 45 | Residential | n/a | 2018 | 2018
Wright Hennepin Cooperative Electric Association | 130 | 20996 | Co-op | So-2018-5 | 21.8 | Solar |  |  | Interconnected | Hamel | 55340 | Medina | 45 | Residential | n/a | 2018 | 2018
Wright Hennepin Cooperative Electric Association | 130 | 20996 | Co-op | So-2018-6 | 14.4 | Solar |  |  | Interconnected | South Haven | 55382 | Goose Lake | 32 | Residential | n/a | 2018 | 2018
Wright Hennepin Cooperative Electric Association | 130 | 20996 | Co-op | So-2018-7 | 5.2 | Solar |  |  | Interconnected | Howard Lake | 55349 | Highland | 39 | Residential | n/a | 2018 | 2018
Wright Hennepin Cooperative Electric Association | 130 | 20996 | Co-op | So-2018-8 | 7.68 | Solar |  |  | Interconnected | Maple Grove | 55311 | Lawndale | 126 | Residential | n/a | 2018 | 2018
Wright Hennepin Cooperative Electric Association | 130 | 20996 | Co-op | So-2018-9 | 11.4 | Solar |  |  | Interconnected | Delano | 55328 | Delano | 25 | Residential | n/a | 2018 | 2018
Wright Hennepin Cooperative Electric Association | 130 | 20996 | Co-op | So-2019-1 | 18 | Solar |  |  | Interconnected | Cokato | 55321 | Goose Lake | 32 | Residential | n/a | 2019 | 2019
Wright Hennepin Cooperative Electric Association | 130 | 20996 | Co-op | So-2019-10 | 10 | Solar |  |  | Interconnected | South Haven | 55382 | Goose Lake | 30 | Residential | n/a | 2019 | 2019
Wright Hennepin Cooperative Electric Association | 130 | 20996 | Co-op | So-2019-11 | 20 | Solar |  |  | Interconnected | Annandale | 55302 | Maple Lake | 10 | Residential | n/a | 2019 | 2019
Wright Hennepin Cooperative Electric Association | 130 | 20996 | Co-op | So-2019-12 | 36.9 | Solar |  |  | Interconnected | Greenfield | 55357 | Delano | 23 | Commercial | n/a | 2019 | 2019
Wright Hennepin Cooperative Electric Association | 130 | 20996 | Co-op | So-2019-13 | 10.8 | Solar |  |  | Interconnected | Plymouth | 55446 | Plymouth | 82 | Residential | n/a | 2019 | 2019
Wright Hennepin Cooperative Electric Association | 130 | 20996 | Co-op | So-2019-14 | 10 | Solar |  |  | Interconnected | Maple Plain | 55359 | Delano | 24 | Residential | n/a | 2019 | 2019
Wright Hennepin Cooperative Electric Association | 130 | 20996 | Co-op | So-2019-15 | 10 | Solar |  |  | Interconnected | Maple Plain | 55359 | Delano | 24 | Residential | n/a | 2019 | 2019
Wright Hennepin Cooperative Electric Association | 130 | 20996 | Co-op | So-2019-16 | 33.28 | Solar |  |  | Interconnected | Long Lake | 55356 | Medina | 45 | Residential | n/a | 2019 | 2019
Wright Hennepin Cooperative Electric Association | 130 | 20996 | Co-op | So-2019-17 | 7.6 | Solar |  |  | Interconnected | Buffalo | 55313 | Highland | 37 | Residential | n/a | 2019 | 2019
Wright Hennepin Cooperative Electric Association | 130 | 20996 | Co-op | So-2019-18 | 11.4 | Solar |  |  | Interconnected | Mound | 55364 | Delano | 86 | Residential | n/a | 2019 | 2019
Wright Hennepin Cooperative Electric Association | 130 | 20996 | Co-op | So-2019-19 | 7.6 | Solar |  |  | Interconnected | Waverly | 55390 | Highland | 39 | Residential | n/a | 2019 | 2019
Wright Hennepin Cooperative Electric Association | 130 | 20996 | Co-op | So-2019-2 | 9.28 | Solar |  |  | Interconnected | Buffalo | 55313 | Lake Constance | 108 | Residential | n/a | 2019 | 2019
Wright Hennepin Cooperative Electric Association | 130 | 20996 | Co-op | So-2019-20 | 7.6 | Solar |  |  | Interconnected | Plymouth | 55446 | Lawndale | 122 | Residential | n/a | 2019 | 2019
Wright Hennepin Cooperative Electric Association | 130 | 20996 | Co-op | So-2019-21 | 38 | Solar |  |  | Interconnected | Hamel | 55340 | Corcoran | 21 | Residential | n/a | 2019 | 2019
Wright Hennepin Cooperative Electric Association | 130 | 20996 | Co-op | So-2019-22 | 38 | Solar |  |  | Interconnected | Monticello | 55362 | Highland | 39 | Commercial | n/a | 2019 | 2019
Wright Hennepin Cooperative Electric Association | 130 | 20996 | Co-op | So-2019-23 | 12 | Solar |  |  | Interconnected | Long Lake | 55356 | Medina | 47 | Residential | n/a | 2019 | 2019
Wright Hennepin Cooperative Electric Association | 130 | 20996 | Co-op | So-2019-3 | 7.6 | Solar |  |  | Interconnected | Plymouth | 55446 | Lawndale | 122 | Residential | n/a | 2019 | 2019
Wright Hennepin Cooperative Electric Association | 130 | 20996 | Co-op | So-2019-4 | 10 | Solar |  |  | Interconnected | Buffalo | 55313 | Mary Lake | 54 | Residential | n/a | 2019 | 2019
Wright Hennepin Cooperative Electric Association | 130 | 20996 | Co-op | So-2019-5 | 10 | Solar |  |  | Interconnected | Buffalo | 55313 | Lake Constance | 108 | Residential | n/a | 2019 | 2019
Wright Hennepin Cooperative Electric Association | 130 | 20996 | Co-op | So-2019-6 | 7.2 | Solar |  |  | Interconnected | Minnetrista | 55364 | Medina | 47 | Residential | n/a | 2019 | 2019
Wright Hennepin Cooperative Electric Association | 130 | 20996 | Co-op | So-2019-7 | 10 | Solar |  |  | Interconnected | Long Lake | 55356 | Medina | 46 | Residential | n/a | 2019 | 2019
Wright Hennepin Cooperative Electric Association | 130 | 20996 | Co-op | So-2019-8 | 7.5 | Solar |  |  | Interconnected | Maple Grove | 55311 | Corcoran | 20 | Residential | n/a | 2019 | 2019
Wright Hennepin Cooperative Electric Association | 130 | 20996 | Co-op | So-2019-9 | 10.41 | Solar |  |  | Interconnected | Maple Grove | 55311 | PLYMOUTH 2 | 163 | Residential | n/a | 2019 | 2019
Wright Hennepin Cooperative Electric Association | 130 | 20996 | Co-op | So-2020-1 | 3.8 | Solar |  |  | Interconnected | Medina | 55340 | Willow | 114 | Residential | n/a | 2020 | 2020
Wright Hennepin Cooperative Electric Association | 130 | 20996 | Co-op | So-2020-10 | 7.6 | Solar |  |  | Interconnected | Independence | 55359 | Delano | 23 | Residential | n/a | 2020 | 2020
Wright Hennepin Cooperative Electric Association | 130 | 20996 | Co-op | So-2020-11 | 7.6 | Solar |  |  | Interconnected | Otsego | 55330 | Otsego | 50 | Residential | n/a | 2020 | 2020
Wright Hennepin Cooperative Electric Association | 130 | 20996 | Co-op | So-2020-12 | 21.4 | Solar |  |  | Interconnected | Maple Grove | 55311 | Plymouth 2 | 161 | Residential | n/a | 2020 | 2020
Wright Hennepin Cooperative Electric Association | 130 | 20996 | Co-op | So-2020-13 | 6.48 | Solar |  |  | Interconnected | Maple Grove | 55311 | Lawndale | 123 | Residential | n/a | 2020 | 2020
Wright Hennepin Cooperative Electric Association | 130 | 20996 | Co-op | So-2020-14 | 15.25 | Solar |  |  | Interconnected | Elk River | 55330 | Otsego | 50 | Residential | n/a | 2020 | 2020
Wright Hennepin Cooperative Electric Association | 130 | 20996 | Co-op | So-2020-15 | 11.6 | Solar |  |  | Interconnected | Delano | 55328 | Delano | 25 | Residential | n/a | 2020 | 2020
Wright Hennepin Cooperative Electric Association | 130 | 20996 | Co-op | So-2020-16 | 12 | Solar |  |  | Interconnected | Long Lake | 55356 | Medina | 47 | Residential | n/a | 2020 | 2020
Wright Hennepin Cooperative Electric Association | 130 | 20996 | Co-op | So-2020-17 | 13.96 | Solar |  |  | Interconnected | Buffalo | 55313 | Rockford | 76 | Residential | n/a | 2020 | 2020
Wright Hennepin Cooperative Electric Association | 130 | 20996 | Co-op | So-2020-18 | 6.24 | Solar |  |  | Interconnected | Plymouth | 55446 | Plymouth 11 | 162 | Residential | n/a | 2020 | 2020
Wright Hennepin Cooperative Electric Association | 130 | 20996 | Co-op | So-2020-19 | 9.57 | Solar |  |  | Interconnected | Maple Grove | 55311 | Lawndale | 125 | Residential | n/a | 2020 | 2020
Wright Hennepin Cooperative Electric Association | 130 | 20996 | Co-op | So-2020-2 | 7.83 | Solar |  |  | Interconnected | Buffalo | 55313 | Lake Constance | 108 | Residential | n/a | 2020 | 2020
Wright Hennepin Cooperative Electric Association | 130 | 20996 | Co-op | So-2020-20 | 7.55 | Solar |  |  | Interconnected | Rogers | 55374 | Trailhaven | 129 | Residential | n/a | 2020 | 2020
Wright Hennepin Cooperative Electric Association | 130 | 20996 | Co-op | So-2020-21 | 39.95 | Solar |  |  | Interconnected | Buffalo | 55313 | Black Lake | 64 | Residential | n/a | 2020 | 2020
Wright Hennepin Cooperative Electric Association | 130 | 20996 | Co-op | So-2020-22 | 20 | Solar |  |  | Interconnected | Maple Plain | 55359 | Medina | 47 | Residential | n/a | 2020 | 2020
Wright Hennepin Cooperative Electric Association | 130 | 20996 | Co-op | So-2020-23 | 6.98 | Solar |  |  | Interconnected | Plymouth | 55442 | Delano | 22 | Residential | n/a | 2020 | 2020
Wright Hennepin Cooperative Electric Association | 130 | 20996 | Co-op | So-2020-24 | 6.631 | Solar |  |  | Interconnected | Annandale | 55302 | Goose Lake | 33 | Residential | n/a | 2020 | 2020
Wright Hennepin Cooperative Electric Association | 130 | 20996 | Co-op | So-2020-25 | 5 | Solar |  |  | Interconnected | Otsego | 55330 | Otsego | 50 | Residential | n/a | 2020 | 2020
Wright Hennepin Cooperative Electric Association | 130 | 20996 | Co-op | So-2020-26 | 17.6 | Solar |  | X | Interconnected | Plymouth | 55446 | Lawndale | 122 | Residential | n/a | 2019 | 2020
Wright Hennepin Cooperative Electric Association | 130 | 20996 | Co-op | So-2020-27 | 6.38 | Solar |  |  | Interconnected | Maple Grove | 55311 | Lawndale | 125 | Residential | n/a | 2019 | 2020
Wright Hennepin Cooperative Electric Association | 130 | 20996 | Co-op | So-2020-29 | 12 | Solar |  |  | Interconnected | Maple Grove | 55311 | Lawndale | 122 | Residential | n/a | 2019 | 2020
Wright Hennepin Cooperative Electric Association | 130 | 20996 | Co-op | So-2020-3 | 5 | Solar |  |  | Interconnected | Maple Grove | 55311 | Corcoran | 19 | Residential | n/a | 2020 | 2020
Wright Hennepin Cooperative Electric Association | 130 | 20996 | Co-op | So-2020-30 | 10 | Solar |  |  | Interconnected | Maple Grove | 55311 | Lawndale | 122 | Residential | n/a | 2019 | 2020
Wright Hennepin Cooperative Electric Association | 130 | 20996 | Co-op | So-2020-31 | 21.46 | Solar |  |  | Interconnected | Loretto | 55357 | Trailhaven | 129 | Residential | n/a | 2019 | 2020
Wright Hennepin Cooperative Electric Association | 130 | 20996 | Co-op | So-2020-32 | 20 | Solar |  |  | Interconnected | Hamel | 55340 | Medina | 45 | Residential | n/a | 2019 | 2020
Wright Hennepin Cooperative Electric Association | 130 | 20996 | Co-op | So-2020-33 | 22.8 | Solar |  |  | Interconnected | South Haven | 55382 | Goose Lake | 30 | Commercial | n/a | 2019 | 2020
Wright Hennepin Cooperative Electric Association | 130 | 20996 | Co-op | So-2020-4 | 7.68 | Solar |  |  | Interconnected | Rogers | 55374 | Trailhaven | 128 | Residential | n/a | 2020 | 2020
Wright Hennepin Cooperative Electric Association | 130 | 20996 | Co-op | So-2020-5 | 4.64 | Solar |  |  | Interconnected | Plymouth | 55442 | Plymouth | 84 | Residential | n/a | 2020 | 2020
Wright Hennepin Cooperative Electric Association | 130 | 20996 | Co-op | So-2020-6 | 17.4 | Solar |  |  | Interconnected | Loretto | 55357 | Delano | 22 | Residential | n/a | 2020 | 2020
Wright Hennepin Cooperative Electric Association | 130 | 20996 | Co-op | So-2020-7 | 10.121 | Solar |  |  | Interconnected | Maple Plain | 55359 | Delano | 86 | Residential | n/a | 2020 | 2020
Wright Hennepin Cooperative Electric Association | 130 | 20996 | Co-op | So-2020-8 | 15.2 | Solar |  |  | Interconnected | Monticello | 55362 | Silver Creek | 72 | Residential | n/a | 2020 | 2020
Wright Hennepin Cooperative Electric Association | 130 | 20996 | Co-op | So-2020-9 | 10 | Solar |  |  | Interconnected | Maple Grove | 55311 | Corcoran | 20 | Residential | n/a | 2020 | 2020
Wright Hennepin Cooperative Electric Association | 130 | 20996 | Co-op | Wi-1981-1 | 10 | Wind |  |  | Interconnected | Hamel | 55340 | Willow | 116 | Residential | n/a |  | 1981
Wright Hennepin Cooperative Electric Association | 130 | 20996 | Co-op | Wi-1985-1 | 20 | Wind |  |  | Interconnected | Corcoran | 55340 | Trailhaven | 129 | Residential | n/a |  | 1985
Wright Hennepin Cooperative Electric Association | 130 | 20996 | Co-op | Wi-1985-2 | 10 | Wind |  |  | Interconnected | Corcoran | 55340 | Trailhaven | 129 | Commercial | n/a |  | 1985
Wright Hennepin Cooperative Electric Association | 130 | 20996 | Co-op | Wi-1999-1 | 20 | Wind |  |  | Interconnected | Rogers | 55374 | Trailhaven | 128 | Residential | n/a |  | 1999
Wright Hennepin Cooperative Electric Association | 130 | 20996 | Co-op | Wi-2008-1 | 20 | Wind |  |  | Interconnected | Watertown | 55388 | Woodland | 142 | Residential | n/a |  | 2008
Wright Hennepin Cooperative Electric Association | 130 | 20996 | Co-op | Wi-2008-2 | 20 | Wind |  |  | Interconnected | Winsted | 55395 | Howard Lake | 27 | Residential | n/a |  | 2008
Wright Hennepin Cooperative Electric Association | 130 | 20996 | Co-op | So-W-2018-13 | 4.84 | Solar |  |  | Withdrawn | Maple Grove | 55311 | Lawndale | 122 | Residential | n/a | 2018
Wright Hennepin Cooperative Electric Association | 130 | 20996 | Co-op | So-W-2020-1 | 11.168 | Solar |  |  | Withdrawn | Rogers | 55374 | Trailhaven | 129 | Residential | n/a | 2020
Wright Hennepin Cooperative Electric Association | 130 | 20996 | Co-op | So-W--28 | 6.8 | Solar |  | X | Withdrawn | Plymouth | 55446 | Plymouth | 162 | Residential | n/a | 2019 | 2020
Steele-Waseca Cooperative Electric | 114 | 18047 | Co-op | 1078815 | 12.5 | Solar |  |  | Active Application | Blooming Prairie | 55917 | Bixby | East | Residential | Rebate | 2018
Steele-Waseca Cooperative Electric | 114 | 18047 | Co-op | 114-2018-Solar-12 | 12.5 | Solar |  |  | Interconnected | Blooming Prairie | 55917 | Bixby | West | Residential | Rebate | 2018 | 2018
Steele-Waseca Cooperative Electric | 114 | 18047 | Co-op | 114-2018-Solar-13 | 12.5 | Solar |  |  | Interconnected | Blooming Prairie | 55917 | Bixby | West | Residential | Rebate | 2018 | 2018
Steele-Waseca Cooperative Electric | 114 | 18047 | Co-op | 114-2018-Solar-15 | 12.5 | Solar |  |  | Interconnected | Blooming Prairie | 55917 | Bixby | West | Residential | Rebate | 2018 | 2018
Steele-Waseca Cooperative Electric | 114 | 18047 | Co-op | 114-2018-Solar-16 | 12.5 | Solar |  |  | Interconnected | Blooming Prairie | 55917 | Bixby | East | Residential | Rebate | 2018 | 2018
Steele-Waseca Cooperative Electric | 114 | 18047 | Co-op | 114-2018-Solar-17 | 12.5 | Solar |  |  | Interconnected | Blooming Prairie | 55917 | Bixby | West | Residential | Rebate | 2018 | 2018
Steele-Waseca Cooperative Electric | 114 | 18047 | Co-op | 114-2018-Solar-4 | 20 | Solar |  |  | Interconnected | Blooming Prairie | 55917 | Bixby | South | Residential | N/A | 2018 | 2018
Steele-Waseca Cooperative Eletric | 114 | 18047 | Co-op | 24197 | 11.4 | Solar |  |  | Interconnected | Blooming Prairie | 55917 | Bixby | west | residential | POWRE | 2019 | 2020
Steele-Waseca Cooperative Electric | 114 | 18047 | Co-op | 1033436 | 14 | Solar |  |  | Interconnected | Blooming Prairie | 55917 | Bixby | west | Residential | Rebate | 2019 | 2019
Steele-Waseca Cooperative Eletric | 114 | 18047 | Co-op | 25203 | 14 | Solar |  |  | Interconnected | Blooming Prairie | 55917 | Bixby | west | residential | POWRE | 2020 | 2020
Steele-Waseca Cooperative Eletric | 114 | 18047 | Co-op | 127657 | 14 | Solar |  |  | Interconnected | Blooming Prairie | 55917 | Bixby | west | residential | POWRE | 2020 | 2020
Steele-Waseca Cooperative Eletric | 114 | 18047 | Co-op | 1017194 | 13.8 | Solar |  |  | Interconnected | Blooming Prairie | 55917 | Bixby | west | residential | POWRE | 2020 | 2020
Steele-Waseca Cooperative Electric | 114 | 18047 | Co-op | 114-2012-Solar-1 | 18.2 | Solar |  |  | Interconnected | Blooming Prairie | 55917 | Bixby | South/C | Residential | N/A |  | 2012
Steele-Waseca Cooperative Electric | 114 | 18047 | Co-op | 114-2014-Wind-6 | 35 | Wind |  |  | Interconnected | Blooming Prairie | 55917 | Bixby | West/AC | Residential | N/A |  | 2014
Steele-Waseca Cooperative Electric | 114 | 18047 | Co-op | 114-2016-Solar-4 | 19.84 | Solar |  |  | Interconnected | Blooming Prairie | 55917 | Bixby | West/A | Residential | N/A |  | 2016
Steele-Waseca Cooperative Electric | 114 | 18047 | Co-op | 114-2017-Solar-3 | 36 | Solar |  |  | Interconnected | Blooming Prairie | 55917 | Bixby | East/A | Residential | N/A |  | 2017
Steele-Waseca Cooperative Electric | 114 | 18047 | Co-op | 114-2017-Solar-4 | 36 | Solar |  |  | Interconnected | Blooming Prairie | 55917 | Bixby | West/B | Residential | N/A |  | 2017
Steele-Waseca Cooperative Electric | 114 | 18047 | Co-op | 114-2018-Solar-20 | 10 | Solar |  |  | Interconnected | Blooming Prairie | 55917 | River Point | East | Residential | Rebate | 2018 | 2018
Steele-Waseca Cooperative Electric | 114 | 18047 | Co-op | 16131 | 14 | Solar |  |  | Interconnected | Blooming Prairie | 55917 | River Point | East | Residential | Rebate | 2019 | 2019
Steele-Waseca Cooperative Electric | 114 | 18047 | Co-op | 23639 | 5 | Solar |  |  | Interconnected | Claremont | 55924 | Claremont | East | Residential | Rebate | 2019 | 2019
Steele-Waseca Cooperative Electric | 114 | 18047 | Co-op | 21882 | 12 | Solar |  |  | Interconnected | Claremont | 55924 | Pratt | East | Residential | Rebate | 2019 | 2019
Steele-Waseca Cooperative Eletric | 114 | 18047 | Co-op | 32753 | 13.6 | Solar |  |  | Interconnected | Claremont | 55924 | Pratt | east | residential | POWRE | 2020 | 2020
Steele-Waseca Cooperative Electric | 114 | 18047 | Co-op | 114-2018-Solar-6 | 10 | Solar |  |  | Interconnected | Concord | 55985 | Merton | North | Residential | N/A | 2018 | 2018
Steele-Waseca Cooperative Eletric | 114 | 18047 | Co-op | 1091845 | 13.6 | Solar |  |  | Interconnected | Dundas | 55019 | Faribault | east | residential | POWRE | 2020 | 2020
Steele-Waseca Cooperative Electric | 114 | 18047 | Co-op | 114-2018-Solar-11 | 12.5 | Solar |  |  | Interconnected | Ellendale | 56026 | Bixby | West | Residential | Rebate | 2018 | 2018
Steele-Waseca Cooperative Electric | 114 | 18047 | Co-op | 114-2018-Solar-3 | 37.5 | Solar |  |  | Interconnected | Ellendale | 56026 | Bixby | West | Residential | N/A | 2018 | 2018
Steele-Waseca Cooperative Electric | 114 | 18047 | Co-op | 114-2018-Solar-5 | 12.5 | Solar |  |  | Interconnected | Ellendale | 56026 | River Point | West | Residential | N/A | 2018 | 2018
Steele-Waseca Cooperative Electric | 114 | 18047 | Co-op | 114-2018-Solar-7 | 15 | Solar |  |  | Interconnected | Ellendale | 56026 | River Point | South | Residential | N/A | 2018 | 2018
Steele-Waseca Cooperative Electric | 114 | 18047 | Co-op | 114-2016-Solar-11 | 20.99 | Solar |  |  | Interconnected | Ellendale | 56026 | River Point | West/A | Residential | N/A |  | 2016
Steele-Waseca Cooperative Electric | 114 | 18047 | Co-op | 114-2017-Solar-8 | 36.68 | Solar |  |  | Interconnected | Ellendale | 56026 | River Point | West/C | Residential | N/A |  | 2017
Steele-Waseca Cooperative Eletric | 114 | 18047 | Co-op | 25571 | 11.4 | Solar |  |  | Interconnected | Faribault | 55021 | Circle Lake | North | residential | POWRE | 2020 | 2020
Steele-Waseca Cooperative Electric | 114 | 18047 | Co-op | 24793 | 14 | Solar |  |  | Interconnected | Faribault | 55021 | Faribault | West | Residential | Rebate | 2018 | 2019
Steele-Waseca Cooperative Electric | 114 | 18047 | Co-op | 26044 | 13.865 | Solar |  |  | Interconnected | Faribault | 55021 | Faribault | west | Residential | Rebate | 2018 | 2019
Steele-Waseca Cooperative Electric | 114 | 18047 | Co-op | 32702 | 960 | Solar |  |  | Interconnected | Faribault | 55021 | Faribault | South | Industrial | N/A | 2018 | 2019
Steele-Waseca Cooperative Electric | 114 | 18047 | Co-op | 24468 | 11.4 | Solar |  |  | Interconnected | Faribault | 55021 | Faribault | west | Residential | Rebate | 2019 | 2019
Steele-Waseca Cooperative Electric | 114 | 18047 | Co-op | 114-2010-Solar-2 | 12.23 | Solar |  |  | Interconnected | Faribault | 55021 | Faribault | East/B | Residential | N/A |  | 2010
Steele-Waseca Cooperative Electric | 114 | 18047 | Co-op | 114-2016-Solar-10 | 28.08 | Solar |  |  | Interconnected | Faribault | 55021 | Faribault | West/B | Residential | N/A |  | 2016
Steele-Waseca Cooperative Electric | 114 | 18047 | Co-op | 114-2016-Solar-9 | 12.6 | Solar |  |  | Interconnected | Faribault | 55021 | Faribault | East/B | Residential | N/A |  | 2016
Steele-Waseca Cooperative Electric | 114 | 18047 | Co-op | 114-2009-Wind-1 | 39.5 | Wind |  |  | Interconnected | Faribault | 55021 | Merton | North/ABC | Residential | N/A |  | 2009
Steele-Waseca Cooperative Electric | 114 | 18047 | Co-op | 114-2010-Wind-1 | 35 | Wind |  |  | Interconnected | Faribault | 55021 | Merton | North/A | Residential | N/A |  | 2010
Steele-Waseca Cooperative Electric | 114 | 18047 | Co-op | 114-2011-Wind-1 | 39.5 | Wind |  |  | Interconnected | Faribault | 55021 | Merton | North/ABC | Residential | N/A |  | 2011
Steele-Waseca Cooperative Electric | 114 | 18047 | Co-op | 114-2012-Wind-3 | 35 | Wind |  |  | Interconnected | Faribault | 55021 | Merton | North/A | Residential | N/A |  | 2012
Steele-Waseca Cooperative Electric | 114 | 18047 | Co-op | 114-2013-Wind-2 | 35 | Wind |  |  | Interconnected | Faribault | 55021 | Merton | North/A | Residential | N/A |  | 2013
Steele-Waseca Cooperative Electric | 114 | 18047 | Co-op | 114-2003-Wind-3 | 10 | Wind |  |  | Interconnected | Faribault | 55021 | Valley Grove | South/A | Residential | N/A |  | 2003
Steele-Waseca Cooperative Electric | 114 | 18047 | Co-op | 114-2004-Wind-3 | 39 | Wind |  |  | Interconnected | Faribault | 55021 | Walcott | North/ABC | Residential | N/A |  | 2004
Steele-Waseca Cooperative Electric | 114 | 18047 | Co-op | 114-2018-Solar-18 | 12 | Solar |  |  | Interconnected | Faribault | 55021 | Warsaw | North | Residential | Rebate | 2018 | 2018
Steele-Waseca Cooperative Electric | 114 | 18047 | Co-op | 19148 | 10.44 | Solar |  |  | Interconnected | Faribault | 55021 | Warsaw | South | Residential | Rebate | 2019 | 2019
Steele-Waseca Cooperative Electric | 114 | 18047 | Co-op | 114-2017-Solar-2 | 1.7 | Solar |  |  | Interconnected | Faribault | 55021 | Warsaw | North/C | Residential | N/A |  | 2017
Steele-Waseca Cooperative Electric | 114 | 18047 | Co-op | 1088735 | 11.4 | Solar |  |  | Interconnected | Hayfield | 55940 | Bixby | east | Residential | Rebate | 2019 | 2019
Steele-Waseca Cooperative Electric | 114 | 18047 | Co-op | 114-2016-Solar-12 | 3.9 | Solar |  |  | Interconnected | Kenyon | 55946 | Merton | North/B | Residential | N/A |  | 2016
Steele-Waseca Cooperative Electric | 114 | 18047 | Co-op | 114-2011-Solar-1 | 2.142 | Solar |  |  | Interconnected | Kilkenny | 56052 | French Lake | West/C | Residential | N/A |  | 2011
Steele-Waseca Cooperative Electric | 114 | 18047 | Co-op | 114-2014-Wind-5 | 12 | Wind |  |  | Interconnected | Kilkenny | 56052 | French Lake | West/B | Residential | N/A |  | 2014
Steele-Waseca Cooperative Electric | 114 | 18047 | Co-op | 1030139 | 9.57 | Solar |  |  | Interconnected | Lonsdale | 55046 | Circle Lake | South | Residential | Rebate | 2018 | 2019
Steele-Waseca Cooperative Electric | 114 | 18047 | Co-op | 25292 | 11.4 | Solar |  |  | Interconnected | Lonsdale | 55046 | Circle Lake | west | Residential | Rebate | 2019 | 2019
Steele-Waseca Cooperative Electric | 114 | 18047 | Co-op | 26134 | 11.4 | Solar |  |  | Interconnected | Lonsdale | 55046 | Circle Lake | West | Residential | Rebate | 2019 | 2019
Steele-Waseca Cooperative Electric | 114 | 18047 | Co-op | 1078697 | 20 | Solar |  |  | Interconnected | Lonsdale | 55046 | Circle Lake | west | Commercial | Rebate | 2019 | 2019
Steele-Waseca Cooperative Electric | 114 | 18047 | Co-op | 1084520 | 7.6 | Solar |  |  | Interconnected | Lonsdale | 55046 | Circle Lake | north | Residential | Rebate | 2019 | 2019
Steele-Waseca Cooperative Eletric | 114 | 18047 | Co-op | 1017823 | 7.6 | Solar |  |  | Interconnected | Lonsdale | 55046 | Circle Lake | West | residential | POWRE | 2020 | 2020
Steele-Waseca Cooperative Electric | 114 | 18047 | Co-op | 114-2007-Solar-1 | 2 | Solar |  |  | Interconnected | Lonsdale | 55046 | Circle Lake | East/C | Residential | N/A |  | 2007
Steele-Waseca Cooperative Electric | 114 | 18047 | Co-op | 114-2007-Wind-1 | 10 | Wind |  |  | Interconnected | Lonsdale | 55046 | Circle Lake | East/C | Residential | N/A |  | 2007
Steele-Waseca Cooperative Electric | 114 | 18047 | Co-op | 114-2013-Solar-1 | 5.6 | Solar |  |  | Interconnected | Lonsdale | 55046 | Circle Lake | South/B | Residential | N/A |  | 2013
Steele-Waseca Cooperative Electric | 114 | 18047 | Co-op | 114-2017-Solar-5 | 10.868 | Solar |  |  | Interconnected | Lonsdale | 55046 | Circle Lake | South/A | Residential | N/A |  | 2017
Steele-Waseca Cooperative Eletric | 114 | 18047 | Co-op | 1073545 | 3.36 | Solar |  |  | Interconnected | Medford | 55049 | Faribault | West | residential | POWRE | 2019 | 2020
Steele-Waseca Cooperative Electric | 114 | 18047 | Co-op | 24699 | 13.6 | Solar |  |  | Active Application | Medford | 55049 | Pratt | East | Residential | Rebate | 2019
Steele-Waseca Cooperative Electric | 114 | 18047 | Co-op | 129085 | 22.8 | Solar |  |  | Interconnected | Medford | 55049 | Valley Grove | West | Residential | N/A | 2019 | 2019
Steele-Waseca Cooperative Electric | 114 | 18047 | Co-op | 1077465 | 7.54 | Solar |  |  | Active Application | Medford | 55049 | Valley Grove | west | Residential | N/A | 2019
Steele-Waseca Cooperative Electric | 114 | 18047 | Co-op | 114-2004-Wind-2 | 30 | Wind |  |  | Interconnected | Medford | 55049 | Walcott | South/A | Residential | N/A |  | 2004
Steele-Waseca Cooperative Electric | 114 | 18047 | Co-op | 19590 | 40 | Solar |  |  | Interconnected | Nerstrand | 55053 | Valley Grove | west | Residential | N/A | 2019 | 2019
Steele-Waseca Cooperative Eletric | 114 | 18047 | Co-op | 1018433 | 11.6 | Solar |  |  | Interconnected | Nerstrand | 55053 | Valley Grove | south | residential | POWRE | 2019 | 2020
Steele-Waseca Cooperative Eletric | 114 | 18047 | Co-op | 31397 | 14 | Solar |  |  | Interconnected | Nerstrand | 55053 | Valley Grove | north | residential | POWRE | 2020 | 2020
Steele-Waseca Cooperative Eletric | 114 | 18047 | Co-op | 1078206 | 9.77 | Solar |  |  | Interconnected | Nerstrand | 55053 | Valley Grove | South | residential | POWRE | 2020 | 2020
Steele-Waseca Cooperative Electric | 114 | 18047 | Co-op | 114-2012-Wind-1 | 10 | Wind |  |  | Interconnected | Nerstrand | 55053 | Valley Grove | South/C | Residential | N/A |  | 2012
Steele-Waseca Cooperative Electric | 114 | 18047 | Co-op | 19878 | 14 | Solar |  |  | Interconnected | New Richland | 56072 | Matawan | east | Residential | Rebate | 2019 | 2019
Steele-Waseca Cooperative Eletric | 114 | 18047 | Co-op | 1088782 | 18 | Solar |  |  | Interconnected | New Richland | 56072 | Matawan | north | residential | - | 2019 | 2020
Steele-Waseca Cooperative Electric | 114 | 18047 | Co-op | 114-2018-Solar-1 | 36 | Solar |  |  | Interconnected | New Richland | 56072 | St. Olaf | West | Residential | N/A | 2018 | 2018
Steele-Waseca Cooperative Electric | 114 | 18047 | Co-op | 114-2018-Solar-19 | 12 | Solar |  |  | Interconnected | New Richland | 56072 | St. Olaf | North | Residential | Rebate | 2018 | 2018
Steele-Waseca Cooperative Electric | 114 | 18047 | Co-op | 114-2018-Solar-2 | 36 | Solar |  |  | Interconnected | New Richland | 56072 | St. Olaf | West | Residential | N/A | 2018 | 2018
Steele-Waseca Cooperative Electric | 114 | 18047 | Co-op | 26815 | 14 | Solar |  |  | Interconnected | New Richland | 56072 | St. Olaf | west | Residential | Rebate | 2019 | 2019
Steele-Waseca Cooperative Eletric | 114 | 18047 | Co-op | 27960 | 12 | Solar |  |  | Interconnected | New Richland | 56072 | St. Olaf | West | residential | POWRE | 2019 | 2020
Steele-Waseca Cooperative Eletric | 114 | 18047 | Co-op | 28435 | 12 | Solar |  |  | Interconnected | New Richland | 56072 | St. Olaf | north | residential | POWRE | 2019 | 2020
Steele-Waseca Cooperative Eletric | 114 | 18047 | Co-op | 1092664 | 20 | Solar |  |  | Interconnected | New Richland | 56072 | St. Olaf | West | residential | POWRE | 2019 | 2020
Steele-Waseca Cooperative Electric | 114 | 18047 | Co-op | 114-2017-Solar-7 | 36 | Solar |  |  | Interconnected | New Richland | 56072 | St. Olaf | West/C | Residential | N/A |  | 2017
Steele-Waseca Cooperative Electric | 114 | 18047 | Co-op | 114-2011-Wind-2 | 39.9 | Wind |  |  | Interconnected | New Richland | 56072 | St. Olaf Lake | West/C | Residential | N/A |  | 2011
Steele-Waseca Cooperative Electric | 114 | 18047 | Co-op | 114-2011-Wind-3 | 34 | Wind |  |  | Interconnected | New Richland | 56072 | St. Olaf Lake | West/C | Residential | N/A |  | 2011
Steele-Waseca Cooperative Electric | 114 | 18047 | Co-op | 114-2013-Wind-3 | 39.9 | Wind |  |  | Interconnected | New Richland | 56072 | St. Olaf Lake | West/C | Residential | N/A |  | 2013
Steele-Waseca Cooperative Electric | 114 | 18047 | Co-op | 114-2013-Wind-4 | 39.9 | Wind |  |  | Interconnected | New Richland | 56072 | St. Olaf Lake | West/C | Residential | N/A |  | 2013
Steele-Waseca Cooperative Electric | 114 | 18047 | Co-op | 1027201 | 24 | Solar |  |  | Interconnected | Northfield | 55057 | Circle Lake | East | Residential | N/A | 2018 | 2019
Steele-Waseca Cooperative Electric | 114 | 18047 | Co-op | 1078320 | 12 | Solar |  |  | Withdrawn | Northfield | 55057 | Circle Lake | north | Residential | N/A | 2018
Steele-Waseca Cooperative Electric | 114 | 18047 | Co-op | 114-2018-Solar-10 | 13.6 | Solar |  |  | Interconnected | Northfield | 55057 | Circle Lake | East | Residential | Rebate | 2018 | 2018
Steele-Waseca Cooperative Electric | 114 | 18047 | Co-op | 114-2018-Solar-14 | 10 | Solar |  |  | Interconnected | Northfield | 55057 | Circle Lake | North | Residential | Rebate | 2018 | 2018
Steele-Waseca Cooperative Electric | 114 | 18047 | Co-op | 114-2018-Solar-8 | 8.9 | Solar |  |  | Interconnected | Northfield | 55057 | Circle Lake | North | Residential | Rebate | 2018 | 2018
Steele-Waseca Cooperative Eletric | 114 | 18047 | Co-op | 24124 | 11.5 | Solar |  |  | Interconnected | Northfield | 55057 | Circle Lake | east | residential | POWRE | 2020 | 2020
Steele-Waseca Cooperative Electric | 114 | 18047 | Co-op | 114-2016-Solar-8 | 11.7 | Solar |  |  | Interconnected | Northfield | 55057 | Circle Lake | North/B | Residential | N/A |  | 2016
Steele-Waseca Cooperative Electric | 114 | 18047 | Co-op | 31880 | 6 | Solar |  |  | Interconnected | Northfield | 55057 | Valley Grove | west | Residential | Rebate | 2018 | 2019
Steele-Waseca Cooperative Electric | 114 | 18047 | Co-op | 34313 | 7.6 | Solar |  |  | Interconnected | Northfield | 55057 | Valley Grove | west | Residential | Rebate | 2018 | 2019
Steele-Waseca Cooperative Eletric | 114 | 18047 | Co-op | 1033969 | 14 | Solar |  |  | Interconnected | Northfield | 55057 | Valley Grove | north | residential | POWRE | 2019 | 2020
Steele-Waseca Cooperative Eletric | 114 | 18047 | Co-op | 1079250 | 14 | Solar |  |  | Interconnected | Northfield | 55057 | Valley Grove | north | residential | POWRE | 2019 | 2020
Steele-Waseca Cooperative Eletric | 114 | 18047 | Co-op | 1020275 | 14 | Solar |  |  | Interconnected | Northfield | 55057 | Valley Grove | north | residential | POWRE | 2020 | 2020
Steele-Waseca Cooperative Electric | 114 | 18047 | Co-op | 114-2009-Solar-1 | 10 | Solar |  |  | Interconnected | Northfield | 55057 | Valley Grove | North/B | Residential | N/A |  | 2009
Steele-Waseca Cooperative Electric | 114 | 18047 | Co-op | 114-2015-Solar-1 | 7.2 | Solar |  |  | Interconnected | Northfield | 55057 | Valley Grove | West/C | Residential | N/A |  | 2015
Steele-Waseca Cooperative Electric | 114 | 18047 | Co-op | 114-2015-Solar-2 | 6 | Solar |  |  | Interconnected | Northfield | 55057 | Valley Grove | West/C | Residential | N/A |  | 2015
Steele-Waseca Cooperative Electric | 114 | 18047 | Co-op | 114-2016-Solar-2 | 25.6 | Solar |  |  | Interconnected | Northfield | 55057 | Valley Grove | West/C | Residential | N/A |  | 2016
Steele-Waseca Cooperative Electric | 114 | 18047 | Co-op | 1054064 | 12 | Solar |  |  | Interconnected | Owatonna | 55060 | 18 | north | Residential | Rebate | 2019 | 2019
Steele-Waseca Cooperative Electric | 114 | 18047 | Co-op | 1059601 | 20 | Solar |  |  | Interconnected | Owatonna | 55060 | 20 | west | Residential | Rebate | 2019 | 2019
Steele-Waseca Cooperative Electric | 114 | 18047 | Co-op | 114-2018-Solar-21 | 12.5 | Solar |  |  | Interconnected | Owatonna | 55060 | Merton | West | Residential | Rebate | 2018 | 2018
Steele-Waseca Cooperative Eletric | 114 | 18047 | Co-op | 29739 | 13.6 | Solar |  |  | Interconnected | Owatonna | 55060 | Merton | east | residential | POWRE | 2019 | 2020
Steele-Waseca Cooperative Electric | 114 | 18047 | Co-op | 114-2002-Wind-4 | 39 | Wind |  |  | Interconnected | Owatonna | 55060 | Merton | East/ABC | Residential | N/A |  | 2002
Steele-Waseca Cooperative Electric | 114 | 18047 | Co-op | 114-2003-Wind-1 | 39 | Wind |  |  | Interconnected | Owatonna | 55060 | Merton | West/ABC | Residential | N/A |  | 2003
Steele-Waseca Cooperative Electric | 114 | 18047 | Co-op | 114-2003-Wind-2 | 39 | Wind |  |  | Interconnected | Owatonna | 55060 | Merton | West/ABC | Residential | N/A |  | 2003
Steele-Waseca Cooperative Electric | 114 | 18047 | Co-op | 114-2004-Wind-1 | 39 | Wind |  |  | Interconnected | Owatonna | 55060 | Merton | West/ABC | Residential | N/A |  | 2004
Steele-Waseca Cooperative Electric | 114 | 18047 | Co-op | 114-2004-Wind-4 | 39 | Wind |  |  | Interconnected | Owatonna | 55060 | Merton | East/A | Residential | N/A |  | 2004
Steele-Waseca Cooperative Electric | 114 | 18047 | Co-op | 114-2004-Wind-5 | 39 | Wind |  |  | Interconnected | Owatonna | 55060 | Merton | East/A | Residential | N/A |  | 2004
Steele-Waseca Cooperative Electric | 114 | 18047 | Co-op | 114-2004-Wind-6 | 39 | Wind |  |  | Interconnected | Owatonna | 55060 | Merton | West/ABC | Residential | N/A |  | 2004
Steele-Waseca Cooperative Electric | 114 | 18047 | Co-op | 114-2010-Solar-1 | 6 | Solar |  |  | Interconnected | Owatonna | 55060 | Merton | West/C | Residential | N/A |  | 2010
Steele-Waseca Cooperative Electric | 114 | 18047 | Co-op | 114-2016-Solar-1 | 7.6 | Solar |  |  | Interconnected | Owatonna | 55060 | Merton | North/A | Residential | N/A |  | 2016
Steele-Waseca Cooperative Electric | 114 | 18047 | Co-op | 114-2016-Solar-3 | 8.2 | Solar |  |  | Interconnected | Owatonna | 55060 | Merton | North/A | Residential | N/A |  | 2016
Steele-Waseca Cooperative Electric | 114 | 18047 | Co-op | 114-2016-Solar-6 | 39.6 | Solar |  |  | Interconnected | Owatonna | 55060 | Merton | West/ABC | Residential | N/A |  | 2016
Steele-Waseca Cooperative Electric | 114 | 18047 | Co-op | 114-2016-Solar-7 | 39.6 | Solar |  |  | Interconnected | Owatonna | 55060 | Merton | West/A | Residential | N/A |  | 2016
Steele-Waseca Cooperative Electric | 114 | 18047 | Co-op | 114-2017-Solar-6 | 37.5 | Solar |  |  | Interconnected | Owatonna | 55060 | Merton | West/C | Residential | N/A |  | 2017
Steele-Waseca Cooperative Electric | 114 | 18047 | Co-op | Solarwise Community Solar Garden | 250 | Solar |  |  | Interconnected | Owatonna | 55060 | Owatonna | Circuit 3 | Community Solar Garden | N/A | 2014 | 2015
Steele-Waseca Cooperative Electric | 114 | 18047 | Co-op | 114-2018-Solar-9 | 13.6 | Solar |  |  | Interconnected | Owatonna | 55060 | Pratt | East | Residential | Rebate | 2018 | 2018
Steele-Waseca Cooperative Eletric | 114 | 18047 | Co-op | 18474 | 12 | Solar |  |  | Interconnected | Owatonna | 55060 | Pratt | east | residential | POWRE | 2020 | 2020
Steele-Waseca Cooperative Eletric | 114 | 18047 | Co-op | 26036 | 7 | Solar |  |  | Interconnected | Owatonna | 55060 | Pratt | South | residential | POWRE | 2020 | 2020
Steele-Waseca Cooperative Electric | 114 | 18047 | Co-op | 114-2002-Wind-3 | 39 | Wind |  |  | Interconnected | Owatonna | 55060 | Pratt | East/ABC | Residential | N/A |  | 2002
Steele-Waseca Cooperative Electric | 114 | 18047 | Co-op | 114-2013-Wind-1 | 39 | Wind |  |  | Interconnected | Owatonna | 55060 | Pratt | East/C | Residential | N/A |  | 2013
Steele-Waseca Cooperative Electric | 114 | 18047 | Co-op | 114-2016-Solar-5 | 20 | Solar |  |  | Interconnected | Owatonna | 55060 | Pratt | East/C | Residential | N/A |  | 2016
Steele-Waseca Cooperative Electric | 114 | 18047 | Co-op | 114-2002-Wind-1 | 39 | Wind |  |  | Interconnected | Owatonna | 55060 | Warsaw | South/ABC | Residential | N/A |  | 2002
Steele-Waseca Cooperative Electric | 114 | 18047 | Co-op | 114-2002-Wind-2 | 39 | Wind |  |  | Interconnected | Owatonna | 55060 | Warsaw | South/ABC | Residential | N/A |  | 2002
Steele-Waseca Cooperative Electric | 114 | 18047 | Co-op | 114-2012-Wind-2 | 39 | Wind |  |  | Interconnected | Owatonna | 55060 | Warsaw | South/ABC | Residential | N/A |  | 2012
Steele-Waseca Cooperative Electric | 114 | 18047 | Co-op | 114-2017-Solar-1 | 36 | Solar |  |  | Interconnected | Owatonna | 55060 | West Owatonna | North/C | Residential | N/A |  | 2017
Steele-Waseca Cooperative Electric | 114 | 18047 | Co-op | 15364 | 20 | Solar |  |  | Interconnected | Waseca | 56093 | Matawan | west | Commercial | Rebate | 2019 | 2019
Steele-Waseca Cooperative Electric | 114 | 18047 | Co-op | 29099 | 36 | Solar |  |  | Interconnected | Webster | 55088 | Circle Lake | north | Residential | N/A | 2019 | 2019
Steele-Waseca Cooperative Electric | 114 | 18047 | Co-op | 114-2016-Solar-13 | 3.3 | Solar |  |  | Interconnected | West Concord | 55985 | Claremont | North/C | Residential | N/A |  | 2016
Xcel Energy | 85 | 13781 | IOU | 3129346 | 8 | Solar |  |  | Active Application | Protected Data | Protected Data | GRC | GRC063 | Commercial | Solar* Rewards | 2019 |  | n/a
Xcel Energy | 85 | 13781 | IOU | 3129347 | 11 | Solar |  |  | Active Application | Protected Data | Protected Data | GRC | GRC063 | Commercial | Solar* Rewards | 2019 |  | n/a
Xcel Energy | 85 | 13781 | IOU | 3129612 | 40 | Solar |  |  | Active Application | Protected Data | Protected Data | ZUM | ZUM022 | Commercial | Solar* Rewards | 2018 |  | n/a
Xcel Energy | 85 | 13781 | IOU | 3129617 | 9 | Solar |  |  | Active Application | Protected Data | Protected Data | SMT | SMT092 | Commercial | Solar* Rewards | 2018 |  | n/a
Xcel Energy | 85 | 13781 | IOU | 3129651 | 112 | Solar |  |  | Active Application | Protected Data | Protected Data | WES | WES064 | Commercial | Solar* Rewards | 2019 |  | n/a
Xcel Energy | 85 | 13781 | IOU | 3129654 | 40 | Solar |  |  | Active Application | Protected Data | Protected Data | TWL | TWL089 | Commercial | Solar* Rewards | 2019 |  | n/a
Xcel Energy | 85 | 13781 | IOU | 3129667 | 16 | Solar |  |  | Active Application | Protected Data | Protected Data | SLP | SLP085 | Residential | Solar* Rewards | 2019 |  | n/a
Xcel Energy | 85 | 13781 | IOU | 3129672 | 9 | Solar |  |  | Active Application | Protected Data | Protected Data | LEX | LEX333 | Residential | Solar* Rewards | 2019 |  | n/a
Xcel Energy | 85 | 13781 | IOU | 3129673 | 5 | Solar |  |  | Active Application | Protected Data | Protected Data | HUG | HUG312 | Residential | Solar* Rewards | 2019 |  | n/a
Xcel Energy | 85 | 13781 | IOU | 3129675 | 40 | Solar |  |  | Active Application | Protected Data | Protected Data | RPL | RPL074 | Commercial | Solar* Rewards | 2019 |  | n/a
Xcel Energy | 85 | 13781 | IOU | 3129677 | 52 | Solar |  |  | Active Application | Protected Data | Protected Data | ZUM | ZUM022 | Commercial | Solar* Rewards | 2019 |  | n/a
Xcel Energy | 85 | 13781 | IOU | 3129678 | 60 | Solar |  |  | Active Application | Protected Data | Protected Data | ZUM | ZUM022 | Commercial | Solar* Rewards | 2019 |  | n/a
Xcel Energy | 85 | 13781 | IOU | 3129681 | 39 | Solar |  |  | Active Application | Protected Data | Protected Data | PIP | PIP090 | Residential | Solar* Rewards | 2019 |  | n/a
Xcel Energy | 85 | 13781 | IOU | 3129690 | 20 | Solar |  |  | Active Application | Protected Data | Protected Data | APA | APA077 | Commercial | Solar* Rewards | 2018 |  | n/a
Xcel Energy | 85 | 13781 | IOU | 3129697 | 40 | Solar |  |  | Active Application | Protected Data | Protected Data | SCL | SCL322 | Commercial | Solar* Rewards | 2018 |  | n/a
Xcel Energy | 85 | 13781 | IOU | 3129706 | 40 | Solar |  |  | Active Application | Protected Data | Protected Data | ECK | ECK063 | Commercial | Solar* Rewards | 2018 |  | n/a
Xcel Energy | 85 | 13781 | IOU | 3129718 | 40 | Solar |  |  | Active Application | Protected Data | Protected Data | TWL | TWL074 | Commercial | Solar* Rewards | 2019 |  | n/a
Xcel Energy | 85 | 13781 | IOU | 3129720 | 130 | Solar |  |  | Active Application | Protected Data | Protected Data | WRR | WRR075 | Commercial | Solar* Rewards | 2019 |  | n/a
Xcel Energy | 85 | 13781 | IOU | 3129721 | 149 | Solar |  |  | Active Application | Protected Data | Protected Data | DBL | DBL082 | Commercial | Solar* Rewards | 2019 |  | n/a
Xcel Energy | 85 | 13781 | IOU | 3129723 | 2 | Solar |  |  | Active Application | Protected Data | Protected Data | SOU | SOU075 | Residential | Solar* Rewards | 2019 |  | n/a
Xcel Energy | 85 | 13781 | IOU | 3129724 | 7 | Solar |  |  | Active Application | Protected Data | Protected Data | SLP | SLP083 | Residential | Solar* Rewards | 2019 |  | n/a
Xcel Energy | 85 | 13781 | IOU | 3129731 | 11 | Solar |  |  | Active Application | Protected Data | Protected Data | WWK | WWK311 | Residential | Solar* Rewards | 2019 |  | n/a
Xcel Energy | 85 | 13781 | IOU | 3129735 | 4 | Solar |  |  | Active Application | Protected Data | Protected Data | SOU | SOU081 | Residential | Solar* Rewards | 2019 |  | n/a
Xcel Energy | 85 | 13781 | IOU | 3129743 | 354 | Solar |  |  | Active Application | Protected Data | Protected Data | SCL | SCL322 | Commercial | Solar* Rewards | 2019 |  | n/a
Xcel Energy | 85 | 13781 | IOU | 3129822 | 582 | Solar |  |  | Active Application | Protected Data | Protected Data | XRD | XRD063 | Commercial | n/a | 2018 |  | n/a
Xcel Energy | 85 | 13781 | IOU | 3129843 | 7 | Solar |  |  | Active Application | Protected Data | Protected Data | SOU | SOU063 | Residential | Solar* Rewards | 2018 |  | n/a
Xcel Energy | 85 | 13781 | IOU | 3129855 | 285 | Solar |  |  | Active Application | Protected Data | Protected Data | BCR | BCR062 | Commercial | n/a | 2018 |  | n/a
Xcel Energy | 85 | 13781 | IOU | 3129858 | 64 | Solar |  |  | Active Application | Protected Data | Protected Data | BCR | BCR062 | Commercial | n/a | 2018 |  | n/a
Xcel Energy | 85 | 13781 | IOU | 3129863 | 10 | Solar |  |  | Active Application | Protected Data | Protected Data | WAB | WAB021 | Residential | Solar* Rewards | 2018 |  | n/a
Xcel Energy | 85 | 13781 | IOU | 3129864 | 6 | Solar |  |  | Active Application | Protected Data | Protected Data | SOU | SOU064 | Residential | Solar* Rewards | 2018 |  | n/a
Xcel Energy | 85 | 13781 | IOU | 3129877 | 120 | Solar |  |  | Active Application | Protected Data | Protected Data | ALD | ALD097 | Commercial | n/a | 2018 |  | n/a
Xcel Energy | 85 | 13781 | IOU | 3129878 | 8 | Solar |  |  | Active Application | Protected Data | Protected Data | SOU | SOU065 | Residential | Solar* Rewards | 2018 |  | n/a
Xcel Energy | 85 | 13781 | IOU | 3129879 | 182 | Solar |  |  | Active Application | Protected Data | Protected Data | GNL | GNL062 | Commercial | n/a | 2018 |  | n/a
Xcel Energy | 85 | 13781 | IOU | 3129881 | 164 | Solar |  |  | Active Application | Protected Data | Protected Data | SAK | SAK311 | Commercial | n/a | 2018 |  | n/a
Xcel Energy | 85 | 13781 | IOU | 3129883 | 4 | Solar |  |  | Active Application | Protected Data | Protected Data | SOU | SOU084 | Residential | Solar* Rewards | 2018 |  | n/a
Xcel Energy | 85 | 13781 | IOU | 3129904 | 52 | Solar |  |  | Active Application | Protected Data | Protected Data | ZUM | ZUM022 | Commercial | n/a | 2018 |  | n/a
Xcel Energy | 85 | 13781 | IOU | 3129921 | 313 | Solar |  |  | Active Application | Protected Data | Protected Data | MEL | MEL087 | Commercial | n/a | 2018 |  | n/a
Xcel Energy | 85 | 13781 | IOU | 3129953 | 7 | Solar |  |  | Active Application | Protected Data | Protected Data | UPP | UPP082 | Residential | Solar* Rewards | 2018 |  | n/a
Xcel Energy | 85 | 13781 | IOU | 3129974 | 41 | Solar |  |  | Active Application | Protected Data | Protected Data | ORO | ORO062 | Commercial | Solar* Rewards | 2018 |  | n/a
Xcel Energy | 85 | 13781 | IOU | 3130000 | 5 | Solar |  |  | Active Application | Protected Data | Protected Data | MPK | MPK071 | Residential | Solar* Rewards | 2018 |  | n/a
Xcel Energy | 85 | 13781 | IOU | 3130026 | 25 | Solar |  |  | Active Application | Protected Data | Protected Data | SHP | SHP062 | Commercial | Solar* Rewards | 2018 |  | n/a
Xcel Energy | 85 | 13781 | IOU | 3130030 | 4 | Solar |  |  | Active Application | Protected Data | Protected Data |  |  | Residential | Solar* Rewards | 2018 |  | n/a
Xcel Energy | 85 | 13781 | IOU | 3130071 | 40 | Solar |  |  | Active Application | Protected Data | Protected Data | GRC | GRC063 | Commercial | Solar* Rewards | 2018 |  | n/a
Xcel Energy | 85 | 13781 | IOU | 3130080 | 40 | Solar |  |  | Active Application | Protected Data | Protected Data | SMT | SMT062 | Commercial | Solar* Rewards | 2018 |  | n/a
Xcel Energy | 85 | 13781 | IOU | 3130081 | 87 | Solar |  |  | Active Application | Protected Data | Protected Data | DBL | DBL082 | Commercial | n/a | 2018 |  | n/a
Xcel Energy | 85 | 13781 | IOU | 3130082 | 269 | Solar |  |  | Active Application | Protected Data | Protected Data | DBL | DBL082 | Commercial | n/a | 2018 |  | n/a
Xcel Energy | 85 | 13781 | IOU | 3130101 | 39 | Solar |  |  | Active Application | Protected Data | Protected Data | MEL | MEL073 | Commercial | Solar* Rewards | 2018 |  | n/a
Xcel Energy | 85 | 13781 | IOU | 3130116 | 20 | Solar |  |  | Active Application | Protected Data | Protected Data | WES | WES063 | Commercial | Solar* Rewards | 2018 |  | n/a
Xcel Energy | 85 | 13781 | IOU | 3130129 | 5 | Solar |  |  | Active Application | Protected Data | Protected Data | APA | APA073 | Residential | Solar* Rewards | 2018 |  | n/a
Xcel Energy | 85 | 13781 | IOU | 3130139 | 8 | Solar |  |  | Active Application | Protected Data | Protected Data | WES | WES062 | Commercial | Solar* Rewards | 2018 |  | n/a
Xcel Energy | 85 | 13781 | IOU | 3130153 | 11 | Solar |  |  | Active Application | Protected Data | Protected Data | STO | STO002 | Commercial | Solar* Rewards | 2019 |  | n/a
Xcel Energy | 85 | 13781 | IOU | 3130161 | 12 | Solar |  |  | Active Application | Protected Data | Protected Data | DPN | DPN063 | Residential | Solar* Rewards | 2019 |  | n/a
Xcel Energy | 85 | 13781 | IOU | 3130167 | 9 | Solar |  |  | Active Application | Protected Data | Protected Data | VKG | VKG072 | Residential | Solar* Rewards | 2019 |  | n/a
Xcel Energy | 85 | 13781 | IOU | 3130193 | 10 | Solar |  |  | Active Application | Protected Data | Protected Data | HAS | HAS021 | Residential | Solar* Rewards | 2019 |  | n/a
Xcel Energy | 85 | 13781 | IOU | 3130202 | 6 | Solar |  |  | Active Application | Protected Data | Protected Data | MPK | MPK068 | Residential | Solar* Rewards | 2019 |  | n/a
Xcel Energy | 85 | 13781 | IOU | 3130204 | 3 | Solar |  |  | Active Application | Protected Data | Protected Data | LCR | LCR311 | Residential | Solar* Rewards | 2019 |  | n/a
Xcel Energy | 85 | 13781 | IOU | 3130230 | 8 | Solar |  |  | Active Application | Protected Data | Protected Data | HUG | HUG321 | Residential | Solar* Rewards | 2019 |  | n/a
Xcel Energy | 85 | 13781 | IOU | 3130236 | 113 | Solar |  |  | Active Application | Protected Data | Protected Data | MST | MST068 | Commercial | Solar* Rewards | 2019 |  | n/a
Xcel Energy | 85 | 13781 | IOU | 3130239 | 8 | Solar |  |  | Active Application | Protected Data | Protected Data | LEX | LEX071 | Residential | Solar* Rewards | 2019 |  | n/a
Xcel Energy | 85 | 13781 | IOU | 3130246 | 132 | Solar |  |  | Active Application | Protected Data | Protected Data | MST | MST068 | Commercial | Solar* Rewards | 2019 |  | n/a
Xcel Energy | 85 | 13781 | IOU | 3130250 | 4 | Solar |  |  | Active Application | Protected Data | Protected Data | BRP | BRP073 | Residential | Solar* Rewards | 2019 |  | n/a
Xcel Energy | 85 | 13781 | IOU | 3130257 | 9 | Solar |  |  | Active Application | Protected Data | Protected Data | MND | MND071 | Residential | Solar* Rewards | 2019 |  | n/a
Xcel Energy | 85 | 13781 | IOU | 3130258 | 6 | Solar |  |  | Active Application | Protected Data | Protected Data | CHE | CHE063 | Residential | Solar* Rewards | 2019 |  | n/a
Xcel Energy | 85 | 13781 | IOU | 3130259 | 10 | Solar |  |  | Active Application | Protected Data | Protected Data | WYO | WYO031 | Residential | Solar* Rewards | 2019 |  | n/a
Xcel Energy | 85 | 13781 | IOU | 3130271 | 8 | Solar |  |  | Active Application | Protected Data | Protected Data | HOL | HOL062 | Residential | Solar* Rewards | 2019 |  | n/a
Xcel Energy | 85 | 13781 | IOU | 3130282 | 13 | Solar |  |  | Active Application | Protected Data | Protected Data | ECK | ECK322 | Residential | Solar* Rewards | 2019 |  | n/a
Xcel Energy | 85 | 13781 | IOU | 3130289 | 11 | Solar |  |  | Active Application | Protected Data | Protected Data | WIL | WIL079 | Residential | Solar* Rewards | 2019 |  | n/a
Xcel Energy | 85 | 13781 | IOU | 3130296 | 10 | Solar |  |  | Active Application | Protected Data | Protected Data | LLK | LLK072 | Residential | Solar* Rewards | 2019 |  | n/a
Xcel Energy | 85 | 13781 | IOU | 3130298 | 9 | Solar |  |  | Active Application | Protected Data | Protected Data | RWD | RWD063 | Residential | Solar* Rewards | 2019 |  | n/a
Xcel Energy | 85 | 13781 | IOU | 3130302 | 5 | Solar |  |  | Active Application | Protected Data | Protected Data | TWL | TWL075 | Residential | Solar* Rewards | 2019 |  | n/a
Xcel Energy | 85 | 13781 | IOU | 3130306 | 8 | Solar |  |  | Active Application | Protected Data | Protected Data | APA | APA067 | Residential | Solar* Rewards | 2019 |  | n/a
Xcel Energy | 85 | 13781 | IOU | 3130309 | 9 | Solar |  |  | Active Application | Protected Data | Protected Data | RPL | RPL063 | Residential | Solar* Rewards | 2019 |  | n/a
Xcel Energy | 85 | 13781 | IOU | 3130310 | 4 | Solar |  |  | Active Application | Protected Data | Protected Data | TLK | TLK061 | Residential | Solar* Rewards | 2019 |  | n/a
Xcel Energy | 85 | 13781 | IOU | 3130313 | 6 | Solar |  |  | Active Application | Protected Data | Protected Data | HWW | HWW071 | Residential | Solar* Rewards | 2019 |  | n/a
Xcel Energy | 85 | 13781 | IOU | 3130314 | 9 | Solar |  |  | Active Application | Protected Data | Protected Data | REW | REW033 | Residential | Solar* Rewards | 2019 |  | n/a
Xcel Energy | 85 | 13781 | IOU | 3130315 | 11 | Solar |  |  | Active Application | Protected Data | Protected Data | WCR | WCR322 | Residential | Solar* Rewards | 2019 |  | n/a
Xcel Energy | 85 | 13781 | IOU | 3130316 | 4 | Solar |  |  | Active Application | Protected Data | Protected Data | TLK | TLK062 | Residential | Solar* Rewards | 2019 |  | n/a
Xcel Energy | 85 | 13781 | IOU | 3130319 | 9 | Solar |  |  | Active Application | Protected Data | Protected Data | OSS | OSS062 | Residential | Solar* Rewards | 2019 |  | n/a
Xcel Energy | 85 | 13781 | IOU | 3130330 | 6 | Solar |  |  | Active Application | Protected Data | Protected Data | VKG | VKG061 | Residential | Solar* Rewards | 2019 |  | n/a
Xcel Energy | 85 | 13781 | IOU | 3130350 | 5 | Solar |  |  | Active Application | Protected Data | Protected Data | CHE | CHE064 | Residential | Solar* Rewards | 2019 |  | n/a
Xcel Energy | 85 | 13781 | IOU | 3130396 | 152 | Solar |  |  | Active Application | Protected Data | Protected Data | CHI | CHI311 | Commercial | n/a | 2018 |  | n/a
Xcel Energy | 85 | 13781 | IOU | 3130399 | 807 | Solar |  |  | Active Application | Protected Data | Protected Data | WIL | WIL096 | Commercial | n/a | 2018 |  | n/a
Xcel Energy | 85 | 13781 | IOU | 3130400 | 921 | Solar |  |  | Active Application | Protected Data | Protected Data | MOL | MOL073 | Commercial | n/a | 2018 |  | n/a
Xcel Energy | 85 | 13781 | IOU | 3130401 | 663 | Solar |  |  | Active Application | Protected Data | Protected Data | TER | TER081 | Commercial | n/a | 2018 |  | n/a
Xcel Energy | 85 | 13781 | IOU | 3130402 | 710 | Solar |  |  | Active Application | Protected Data | Protected Data | WDY | WDY322 | Commercial | n/a | 2018 |  | n/a
Xcel Energy | 85 | 13781 | IOU | 3130403 | 303 | Solar |  |  | Active Application | Protected Data | Protected Data | ALD | ALD096 | Commercial | n/a | 2018 |  | n/a
Xcel Energy | 85 | 13781 | IOU | 3130408 | 6 | Solar |  |  | Active Application | Protected Data | Protected Data | SLP | SLP071 | Residential | n/a | 2018 |  | n/a
Xcel Energy | 85 | 13781 | IOU | 3130423 | 8 | Solar |  |  | Active Application | Protected Data | Protected Data | RAM | RAM077 | Residential | n/a | 2018 |  | n/a
Xcel Energy | 85 | 13781 | IOU | 3130437 | 4 | Solar |  |  | Active Application | Protected Data | Protected Data | SCL | SCL322 | Residential | n/a | 2018 |  | n/a
Xcel Energy | 85 | 13781 | IOU | 3130438 | 3 | Solar |  |  | Active Application | Protected Data | Protected Data | ECK | ECK061 | Residential | n/a | 2018 |  | n/a
Xcel Energy | 85 | 13781 | IOU | 3130475 | 39 | Solar |  |  | Active Application | Protected Data | Protected Data | PIP | PIP090 | Residential | n/a | 2018 |  | n/a
Xcel Energy | 85 | 13781 | IOU | 3130488 | 13 | Solar |  |  | Active Application | Protected Data | Protected Data | LEX | LEX061 | Residential | n/a | 2018 |  | n/a
Xcel Energy | 85 | 13781 | IOU | 3130493 | 4 | Solar |  |  | Active Application | Protected Data | Protected Data | WRR | WRR085 | Commercial | n/a | 2018 |  | n/a
Xcel Energy | 85 | 13781 | IOU | 3130538 | 13 | Solar |  |  | Active Application | Protected Data | Protected Data | RAM | RAM077 | Commercial | n/a | 2018 |  | n/a
Xcel Energy | 85 | 13781 | IOU | 3138579 | 126 | Solar |  |  | Active Application | Protected Data | Protected Data | HOW | HOW061 | Commercial | Solar* Rewards | 2019 |  | n/a
Xcel Energy | 85 | 13781 | IOU | 3140199 | 129 | Solar |  |  | Active Application | Protected Data | Protected Data | EBL | EBL072 | Commercial | Solar* Rewards | 2019 |  | n/a
Xcel Energy | 85 | 13781 | IOU | 3149341 | 130 | Solar |  |  | Active Application | Protected Data | Protected Data | ZUF | ZUF021 | Commercial | Solar* Rewards | 2019 |  | n/a
Xcel Energy | 85 | 13781 | IOU | 3149858 | 6 | Solar |  |  | Active Application | Protected Data | Protected Data | ECK | ECK063 | Residential | Solar* Rewards | 2019 |  | n/a
Xcel Energy | 85 | 13781 | IOU | 3152088 | 6 | Solar |  |  | Active Application | Protected Data | Protected Data | HUG | HUG312 | Residential | Solar* Rewards | 2019 |  | n/a
Xcel Energy | 85 | 13781 | IOU | 3155830 | 5 | Solar |  |  | Active Application | Protected Data | Protected Data | RPL | RPL064 | Residential | Solar* Rewards | 2019 |  | n/a
Xcel Energy | 85 | 13781 | IOU | 3156749 | 41 | Solar |  |  | Active Application | Protected Data | Protected Data | TWL | TWL078 | Commercial | Solar* Rewards | 2019 |  | n/a
Xcel Energy | 85 | 13781 | IOU | 3168795 | 150 | Solar |  |  | Active Application | Protected Data | Protected Data | TER | TER073 | Commercial | Solar* Rewards | 2019 |  | n/a
Xcel Energy | 85 | 13781 | IOU | 3183739 | 6 | Solar |  |  | Active Application | Protected Data | Protected Data | TWL | TWL063 | Residential | Solar* Rewards | 2019 |  | n/a
Xcel Energy | 85 | 13781 | IOU | 3189653 | 7 | Solar |  |  | Active Application | Protected Data | Protected Data | DGC | DGC061 | Residential | Solar* Rewards | 2019 |  | n/a
Xcel Energy | 85 | 13781 | IOU | 3192795 | 9 | Solar |  |  | Active Application | Protected Data | Protected Data | MPK | MPK064 | Residential | Solar* Rewards | 2019 |  | n/a
Xcel Energy | 85 | 13781 | IOU | 3203353 | 3 | Solar |  |  | Active Application | Protected Data | Protected Data | WIL | WIL079 | Residential | Solar* Rewards | 2019 |  | n/a
Xcel Energy | 85 | 13781 | IOU | 3224008 | 50 | Solar |  |  | Active Application | Protected Data | Protected Data | GSL | GSL064 | Commercial | Solar* Rewards | 2019 |  | n/a
Xcel Energy | 85 | 13781 | IOU | 3235617 | 12 | Solar |  |  | Active Application | Protected Data | Protected Data | LIN | LIN022 | Residential | Solar* Rewards | 2019 |  | n/a
Xcel Energy | 85 | 13781 | IOU | 3239630 | 7 | Solar |  |  | Active Application | Protected Data | Protected Data | OAD | OAD074 | Residential | Solar* Rewards | 2019 |  | n/a
Xcel Energy | 85 | 13781 | IOU | 3243103 | 6 | Solar |  |  | Active Application | Protected Data | Protected Data | RAM | RAM064 | Residential | Solar* Rewards | 2019 |  | n/a
Xcel Energy | 85 | 13781 | IOU | 3243160 | 11 | Solar |  |  | Active Application | Protected Data | Protected Data | IDA | IDA074 | Residential | Solar* Rewards | 2019 |  | n/a
Xcel Energy | 85 | 13781 | IOU | 3244241 | 7 | Solar |  |  | Active Application | Protected Data | Protected Data | LCR | LCR311 | Residential | Solar* Rewards | 2019 |  | n/a
Xcel Energy | 85 | 13781 | IOU | 3246958 | 10 | Solar |  |  | Active Application | Protected Data | Protected Data | WES | WES073 | Residential | Solar* Rewards | 2019 |  | n/a
Xcel Energy | 85 | 13781 | IOU | 3247044 | 6 | Solar |  |  | Active Application | Protected Data | Protected Data | WIL | WIL073 | Residential | Solar* Rewards | 2019 |  | n/a
Xcel Energy | 85 | 13781 | IOU | 3249014 | 7 | Solar |  |  | Active Application | Protected Data | Protected Data | BLC | BLC062 | Residential | Solar* Rewards | 2019 |  | n/a
Xcel Energy | 85 | 13781 | IOU | 3252508 | 7 | Solar |  |  | Active Application | Protected Data | Protected Data | DBL | DBL074 | Residential | Solar* Rewards | 2019 |  | n/a
Xcel Energy | 85 | 13781 | IOU | 3252594 | 8 | Solar |  |  | Active Application | Protected Data | Protected Data | ALD | ALD084 | Residential | Solar* Rewards | 2019 |  | n/a
Xcel Energy | 85 | 13781 | IOU | 3255111 | 6 | Solar |  |  | Active Application | Protected Data | Protected Data | WES | WES076 | Residential | Solar* Rewards | 2019 |  | n/a
Xcel Energy | 85 | 13781 | IOU | 3256030 | 10 | Solar |  |  | Active Application | Protected Data | Protected Data | MHW | MHW311 | Residential | Solar* Rewards | 2019 |  | n/a
Xcel Energy | 85 | 13781 | IOU | 3260804 | 5 | Solar |  |  | Active Application | Protected Data | Protected Data | SOU | SOU061 | Residential | Solar* Rewards | 2019 |  | n/a
Xcel Energy | 85 | 13781 | IOU | 3264073 | 7 | Solar |  |  | Active Application | Protected Data | Protected Data | MND | MND071 | Residential | Solar* Rewards | 2019 |  | n/a
Xcel Energy | 85 | 13781 | IOU | 3271686 | 6 | Solar |  |  | Active Application | Protected Data | Protected Data | SOU | SOU063 | Residential | Solar* Rewards | 2019 |  | n/a
Xcel Energy | 85 | 13781 | IOU | 3272484 | 11 | Solar |  |  | Active Application | Protected Data | Protected Data | GSL | GSL061 | Residential | Solar* Rewards | 2019 |  | n/a
Xcel Energy | 85 | 13781 | IOU | 3273283 | 6 | Solar |  |  | Active Application | Protected Data | Protected Data | SLP | SLP076 | Residential | Solar* Rewards | 2019 |  | n/a
Xcel Energy | 85 | 13781 | IOU | 3276862 | 6 | Solar |  |  | Active Application | Protected Data | Protected Data | TLK | TLK064 | Residential | Solar* Rewards | 2019 |  | n/a
Xcel Energy | 85 | 13781 | IOU | 3281895 | 47 | Solar |  |  | Active Application | Protected Data | Protected Data | GVW | GVW021 | Commercial | Solar* Rewards | 2019 |  | n/a
Xcel Energy | 85 | 13781 | IOU | 3286962 | 6 | Solar |  |  | Active Application | Protected Data | Protected Data | GRC | GRC063 | Residential | Solar* Rewards | 2019 |  | n/a
Xcel Energy | 85 | 13781 | IOU | 3287140 | 5 | Solar |  |  | Active Application | Protected Data | Protected Data | DBL | DBL067 | Residential | Solar* Rewards | 2019 |  | n/a
Xcel Energy | 85 | 13781 | IOU | 3287696 | 11 | Solar |  |  | Active Application | Protected Data | Protected Data | WIL | WIL076 | Residential | Solar* Rewards | 2019 |  | n/a
Xcel Energy | 85 | 13781 | IOU | 3287746 | 7 | Solar |  |  | Active Application | Protected Data | Protected Data | CHI | CHI311 | Residential | Solar* Rewards | 2019 |  | n/a
Xcel Energy | 85 | 13781 | IOU | 3288625 | 6 | Solar |  |  | Active Application | Protected Data | Protected Data | UPP | UPP082 | Residential | Solar* Rewards | 2019 |  | n/a
Xcel Energy | 85 | 13781 | IOU | 3289870 | 6 | Solar |  |  | Active Application | Protected Data | Protected Data | RIV | RIV061 | Residential | Solar* Rewards | 2019 |  | n/a
Xcel Energy | 85 | 13781 | IOU | 3291034 | 8 | Solar |  |  | Active Application | Protected Data | Protected Data | TLK | TLK077 | Residential | Solar* Rewards | 2019 |  | n/a
Xcel Energy | 85 | 13781 | IOU | 3291177 | 15 | Solar |  |  | Active Application | Protected Data | Protected Data | FAB | FAB063 | Residential | Solar* Rewards | 2019 |  | n/a
Xcel Energy | 85 | 13781 | IOU | 3291601 | 4 | Solar |  |  | Active Application | Protected Data | Protected Data | FRM | FRM071 | Residential | Solar* Rewards | 2019 |  | n/a
Xcel Energy | 85 | 13781 | IOU | 3294108 | 6 | Solar |  |  | Active Application | Protected Data | Protected Data | HWW | HWW062 | Residential | Solar* Rewards | 2019 |  | n/a
Xcel Energy | 85 | 13781 | IOU | 3294353 | 11 | Solar |  |  | Active Application | Protected Data | Protected Data | LIN | LIN031 | Residential | Solar* Rewards | 2019 |  | n/a
Xcel Energy | 85 | 13781 | IOU | 3294363 | 8 | Solar |  |  | Active Application | Protected Data | Protected Data | BCH | BCH311 | Residential | Solar* Rewards | 2019 |  | n/a
Xcel Energy | 85 | 13781 | IOU | 3304813 | 10 | Solar |  |  | Active Application | Protected Data | Protected Data | MPK | MPK071 | Residential | Solar* Rewards | 2019 |  | n/a
Xcel Energy | 85 | 13781 | IOU | 3305877 | 40 | Solar |  |  | Active Application | Protected Data | Protected Data | STO | STO002 | Commercial | Solar* Rewards | 2019 |  | n/a
Xcel Energy | 85 | 13781 | IOU | 3317941 | 4 | Solar |  | X | Active Application | Protected Data | Protected Data | PIL | PIL021 | Residential | Solar* Rewards | 2019 |  | n/a
Xcel Energy | 85 | 13781 | IOU | 3322413 | 15 | Solar |  |  | Active Application | Protected Data | Protected Data | LOW | LOW021 | Residential | Solar* Rewards | 2019 |  | n/a
Xcel Energy | 85 | 13781 | IOU | 3331199 | 5 | Solar |  |  | Active Application | Protected Data | Protected Data | SOU | SOU073 | Residential | Solar* Rewards | 2019 |  | n/a
Xcel Energy | 85 | 13781 | IOU | 3339718 | 10 | Solar |  |  | Active Application | Protected Data | Protected Data | PAT | PAT313 | Residential | Solar* Rewards | 2019 |  | n/a
Xcel Energy | 85 | 13781 | IOU | 3340771 | 9 | Solar |  |  | Active Application | Protected Data | Protected Data | CGR | CGR072 | Residential | Solar* Rewards | 2019 |  | n/a
Xcel Energy | 85 | 13781 | IOU | 3341052 | 3 | Solar |  |  | Active Application | Protected Data | Protected Data | FAB | FAB071 | Residential | Solar* Rewards | 2019 |  | n/a
Xcel Energy | 85 | 13781 | IOU | 3341390 | 5 | Solar |  |  | Active Application | Protected Data | Protected Data | OAD | OAD074 | Residential | Solar* Rewards | 2019 |  | n/a
Xcel Energy | 85 | 13781 | IOU | 3341513 | 9 | Solar |  |  | Active Application | Protected Data | Protected Data | WIL | WIL082 | Residential | Solar* Rewards | 2019 |  | n/a
Xcel Energy | 85 | 13781 | IOU | 3341566 | 8 | Solar |  |  | Active Application | Protected Data | Protected Data | GFD | GFD021 | Residential | Solar* Rewards | 2019 |  | n/a
Xcel Energy | 85 | 13781 | IOU | 3341665 | 11 | Solar |  |  | Active Application | Protected Data | Protected Data | HYL | HYL074 | Residential | Solar* Rewards | 2019 |  | n/a
Xcel Energy | 85 | 13781 | IOU | 3341704 | 10 | Solar |  |  | Active Application | Protected Data | Protected Data | AFT | AFT315 | Residential | Solar* Rewards | 2019 |  | n/a
Xcel Energy | 85 | 13781 | IOU | 3342669 | 11 | Solar |  | X | Active Application | Protected Data | Protected Data | MND | MND062 | Residential | Solar* Rewards | 2019 |  | n/a
Xcel Energy | 85 | 13781 | IOU | 3347050 | 560 | Solar |  |  | Active Application | Protected Data | Protected Data | WIL | WIL075 | Commercial | Solar* Rewards | 2019 |  | n/a
Xcel Energy | 85 | 13781 | IOU | 3348913 | 7 | Solar |  |  | Active Application | Protected Data | Protected Data | WES | WES073 | Residential | Solar* Rewards | 2019 |  | n/a
Xcel Energy | 85 | 13781 | IOU | 3349823 | 7 | Solar |  |  | Active Application | Protected Data | Protected Data | RAM | RAM062 | Residential | Solar* Rewards | 2019 |  | n/a
Xcel Energy | 85 | 13781 | IOU | 3360108 | 6 | Solar |  |  | Active Application | Protected Data | Protected Data | WIL | WIL078 | Residential | Solar* Rewards | 2019 |  | n/a
Xcel Energy | 85 | 13781 | IOU | 3366925 | 8 | Solar |  |  | Active Application | Protected Data | Protected Data | CGR | CGR063 | Residential | Solar* Rewards | 2019 |  | n/a
Xcel Energy | 85 | 13781 | IOU | 3367769 | 5 | Solar |  |  | Active Application | Protected Data | Protected Data | TER | TER075 | Residential | Solar* Rewards | 2019 |  | n/a
Xcel Energy | 85 | 13781 | IOU | 3376282 | 0 | Solar |  |  | Active Application | Protected Data | Protected Data | ALT | ALT021 | Commercial | Solar* Rewards | 2019 |  | n/a
Xcel Energy | 85 | 13781 | IOU | 3390974 | 3 | Solar |  |  | Active Application | Protected Data | Protected Data | TWL | TWL082 | Commercial | Solar* Rewards | 2019 |  | n/a
Xcel Energy | 85 | 13781 | IOU | 3409274 | 2 | Solar |  |  | Active Application | Protected Data | Protected Data | TWL | TWL082 | Commercial | Solar* Rewards | 2019 |  | n/a
Xcel Energy | 85 | 13781 | IOU | 3410194 | 15 | Solar |  |  | Active Application | Protected Data | Protected Data | WAT | WAT021 | Residential | Solar* Rewards | 2019 |  | n/a
Xcel Energy | 85 | 13781 | IOU | 3413957 | 26 | Solar |  |  | Active Application | Protected Data | Protected Data | RWD | RWD082 | Commercial | Solar* Rewards | 2019 |  | n/a
Xcel Energy | 85 | 13781 | IOU | 3424556 | 53 | Solar |  |  | Active Application | Protected Data | Protected Data | HUG | HUG321 | Residential | Solar* Rewards | 2019 |  | n/a
Xcel Energy | 85 | 13781 | IOU | 3429419 | 13 | Solar |  |  | Active Application | Protected Data | Protected Data | ZUM | ZUM021 | Residential | Solar* Rewards | 2019 |  | n/a
Xcel Energy | 85 | 13781 | IOU | 3432095 | 1 | Solar |  |  | Active Application | Protected Data | Protected Data | TWL | TWL071 | Residential | Solar* Rewards | 2019 |  | n/a
Xcel Energy | 85 | 13781 | IOU | 3443163 | 20 | Solar |  |  | Active Application | Protected Data | Protected Data | DOC | DOC031 | Residential | Solar* Rewards | 2019 |  | n/a
Xcel Energy | 85 | 13781 | IOU | 3466044 | 39 | Solar |  |  | Active Application | Protected Data | Protected Data |  |  | Commercial | Solar* Rewards | 2019 |  | n/a
Xcel Energy | 85 | 13781 | IOU | 3476855 | 29 | Solar |  |  | Active Application | Protected Data | Protected Data | BTF | BTF001 | Commercial | Solar* Rewards | 2019 |  | n/a
Xcel Energy | 85 | 13781 | IOU | 3493612 | 2.96 | Solar |  |  | Active Application | Protected Data | Protected Data |  |  | Residential | Solar* Rewards | 2019 |  | n/a
Xcel Energy | 85 | 13781 | IOU | 3493705 | 39.865 | Solar |  |  | Active Application | Protected Data | Protected Data |  |  | Commercial | Solar* Rewards | 2019 |  | n/a
Xcel Energy | 85 | 13781 | IOU | 3493778 | 44.84 | Solar |  |  | Active Application | Protected Data | Protected Data |  |  | Commercial | Solar* Rewards | 2019 |  | n/a
Xcel Energy | 85 | 13781 | IOU | 3498562 | 24.18 | Solar |  |  | Active Application | Protected Data | Protected Data |  |  | Commercial | Solar* Rewards | 2019 |  | n/a
Xcel Energy | 85 | 13781 | IOU | 3502403 | 1000 | Solar |  |  | Active Application | Protected Data | Protected Data | BRO | BRO021 | Community Solar Garden | Solar* Rewards Community | 2019 |  | n/a
Xcel Energy | 85 | 13781 | IOU | 3503123 | 1000 | Solar |  |  | Active Application | Protected Data | Protected Data | AVR | AVR081 | Community Solar Garden | Solar* Rewards Community | 2019 |  | n/a
Xcel Energy | 85 | 13781 | IOU | 3503146 | 1000 | Solar |  |  | Active Application | Protected Data | Protected Data | AVR | AVR081 | Community Solar Garden | Solar* Rewards Community | 2019 |  | n/a
Xcel Energy | 85 | 13781 | IOU | 3503157 | 1000 | Solar |  |  | Active Application | Protected Data | Protected Data | AVR | AVR081 | Community Solar Garden | Solar* Rewards Community | 2019 |  | n/a
Xcel Energy | 85 | 13781 | IOU | 3503171 | 1000 | Solar |  |  | Active Application | Protected Data | Protected Data | AVR | AVR081 | Community Solar Garden | Solar* Rewards Community | 2019 |  | n/a
Xcel Energy | 85 | 13781 | IOU | 3503187 | 1000 | Solar |  |  | Active Application | Protected Data | Protected Data | AVR | AVR081 | Community Solar Garden | Solar* Rewards Community | 2019 |  | n/a
Xcel Energy | 85 | 13781 | IOU | 3503312 | 1000 | Solar |  |  | Active Application | Protected Data | Protected Data | MNV | MNV211 | Community Solar Garden | Solar* Rewards Community | 2019 |  | n/a
Xcel Energy | 85 | 13781 | IOU | 3503347 | 1000 | Solar |  |  | Active Application | Protected Data | Protected Data | YLM | YLM211 | Community Solar Garden | Solar* Rewards Community | 2019 |  | n/a
Xcel Energy | 85 | 13781 | IOU | 3503403 | 1000 | Solar |  |  | Active Application | Protected Data | Protected Data | YLM | YLM212 | Community Solar Garden | Solar* Rewards Community | 2019 |  | n/a
Xcel Energy | 85 | 13781 | IOU | 3503433 | 1000 | Solar |  |  | Active Application | Protected Data | Protected Data | SCH | SCH211 | Community Solar Garden | Solar* Rewards Community | 2019 |  | n/a
Xcel Energy | 85 | 13781 | IOU | 3503470 | 1000 | Solar |  |  | Active Application | Protected Data | Protected Data | AVR | AVR081 | Community Solar Garden | Solar* Rewards Community | 2019 |  | n/a
Xcel Energy | 85 | 13781 | IOU | 3503489 | 1000 | Solar |  |  | Active Application | Protected Data | Protected Data | PAT | PAT312 | Community Solar Garden | Solar* Rewards Community | 2019 |  | n/a
Xcel Energy | 85 | 13781 | IOU | 3503514 | 1000 | Solar |  |  | Active Application | Protected Data | Protected Data | PAT | PAT312 | Community Solar Garden | Solar* Rewards Community | 2019 |  | n/a
Xcel Energy | 85 | 13781 | IOU | 3503541 | 1000 | Solar |  |  | Active Application | Protected Data | Protected Data | PAT | PAT312 | Community Solar Garden | Solar* Rewards Community | 2019 |  | n/a
Xcel Energy | 85 | 13781 | IOU | 3503674 | 1000 | Solar |  |  | Active Application | Protected Data | Protected Data | MEK | MEK021 | Community Solar Garden | Solar* Rewards Community | 2019 |  | n/a
Xcel Energy | 85 | 13781 | IOU | 3503773 | 1000 | Solar |  |  | Active Application | Protected Data | Protected Data | AVR | AVR081 | Community Solar Garden | Solar* Rewards Community | 2019 |  | n/a
Xcel Energy | 85 | 13781 | IOU | 3503792 | 1000 | Solar |  |  | Active Application | Protected Data | Protected Data | FAB | FAB063 | Community Solar Garden | Solar* Rewards Community | 2019 |  | n/a
Xcel Energy | 85 | 13781 | IOU | 3503845 | 221.6 | Solar |  |  | Active Application | Protected Data | Protected Data |  |  | Commercial | Solar* Rewards | 2019 |  | n/a
Xcel Energy | 85 | 13781 | IOU | 3503921 | 1000 | Solar |  |  | Active Application | Protected Data | Protected Data | PAT | PAT312 | Community Solar Garden | Solar* Rewards Community | 2019 |  | n/a
Xcel Energy | 85 | 13781 | IOU | 3504015 | 1000 | Solar |  |  | Active Application | Protected Data | Protected Data | AVN | AVN021 | Community Solar Garden | Solar* Rewards Community | 2019 |  | n/a
Xcel Energy | 85 | 13781 | IOU | 3504465 | 1000 | Solar |  |  | Active Application | Protected Data | Protected Data | MNV | MNV211 | Community Solar Garden | Solar* Rewards Community | 2019 |  | n/a
Xcel Energy | 85 | 13781 | IOU | 3504477 | 1000 | Solar |  |  | Active Application | Protected Data | Protected Data | WAK | WAK321 | Community Solar Garden | Solar* Rewards Community | 2019 |  | n/a
Xcel Energy | 85 | 13781 | IOU | 3504490 | 1000 | Solar |  |  | Active Application | Protected Data | Protected Data | BLH | BLH061 | Community Solar Garden | Solar* Rewards Community | 2019 |  | n/a
Xcel Energy | 85 | 13781 | IOU | 3504506 | 1000 | Solar |  |  | Active Application | Protected Data | Protected Data | WSD | WSD061 | Community Solar Garden | Solar* Rewards Community | 2019 |  | n/a
Xcel Energy | 85 | 13781 | IOU | 3504918 | 1000 | Solar |  |  | Active Application | Protected Data | Protected Data | YLM | YLM211 | Community Solar Garden | Solar* Rewards Community | 2019 |  | n/a
Xcel Energy | 85 | 13781 | IOU | 3511202 | 1000 | Solar |  |  | Active Application | Protected Data | Protected Data | WAS | WAS091 | Community Solar Garden | Solar* Rewards Community | 2019 |  | n/a
Xcel Energy | 85 | 13781 | IOU | 3512493 | 320 | Solar |  |  | Active Application | Protected Data | Protected Data |  |  | Commercial | Solar* Rewards | 2019 |  | n/a
Xcel Energy | 85 | 13781 | IOU | 3516639 | 9.995 | Solar |  |  | Active Application | Protected Data | Protected Data |  |  | Commercial | Solar* Rewards | 2020 |  | n/a
Xcel Energy | 85 | 13781 | IOU | 3518646 | 3.747 | Solar |  |  | Active Application | Protected Data | Protected Data |  |  | Residential | Solar* Rewards | 2020 |  | n/a
Xcel Energy | 85 | 13781 | IOU | 3518662 | 3.747 | Solar |  |  | Active Application | Protected Data | Protected Data |  |  | Residential | Solar* Rewards | 2020 |  | n/a
Xcel Energy | 85 | 13781 | IOU | 3519656 | 38.02 | Solar |  |  | Active Application | Protected Data | Protected Data | MDT | MDT071 | Commercial | Solar* Rewards | 2020 |  | n/a
Xcel Energy | 85 | 13781 | IOU | 3519845 | 39.998 | Solar |  |  | Active Application | Protected Data | Protected Data | TWL | TWL065 | Commercial | Solar* Rewards | 2020 |  | n/a
Xcel Energy | 85 | 13781 | IOU | 3519897 | 33.3 | Solar |  |  | Active Application | Protected Data | Protected Data |  |  | Commercial | Solar* Rewards | 2020 |  | n/a
Xcel Energy | 85 | 13781 | IOU | 3519917 | 39.998 | Solar |  |  | Active Application | Protected Data | Protected Data |  |  | Commercial | Solar* Rewards | 2020 |  | n/a
Xcel Energy | 85 | 13781 | IOU | 3519933 | 33.3 | Solar |  |  | Active Application | Protected Data | Protected Data |  |  | Commercial | Solar* Rewards | 2020 |  | n/a
Xcel Energy | 85 | 13781 | IOU | 3520008 | 3.77 | Solar |  |  | Active Application | Protected Data | Protected Data |  |  | Residential | Solar* Rewards | 2020 |  | n/a
Xcel Energy | 85 | 13781 | IOU | 3520221 | 1000 | Solar |  |  | Active Application | Protected Data | Protected Data | AVN | AVN021 | Community Solar Garden | Solar* Rewards Community | 2020 |  | n/a
Xcel Energy | 85 | 13781 | IOU | 3520699 | 15.26 | Solar |  |  | Active Application | Protected Data | Protected Data | TWL | TWL078 | Commercial | Solar* Rewards | 2020 |  | n/a
Xcel Energy | 85 | 13781 | IOU | 3521601 | 3.8 | Solar |  |  | Active Application | Protected Data | Protected Data |  |  | Residential | Solar* Rewards | 2020 |  | n/a
Xcel Energy | 85 | 13781 | IOU | 3525030 | 0 | Solar |  |  | Active Application | Protected Data | Protected Data |  |  | Residential | Solar* Rewards | 2020 |  | n/a
Xcel Energy | 85 | 13781 | IOU | 3525041 | 1000 | Solar |  |  | Active Application | Protected Data | Protected Data | YAM | YAM031 | Community Solar Garden | Solar* Rewards Community | 2020 |  | n/a
Xcel Energy | 85 | 13781 | IOU | 3525737 | 39.998 | Solar |  |  | Active Application | Protected Data | Protected Data |  |  | Commercial | Solar* Rewards | 2020 |  | n/a
Xcel Energy | 85 | 13781 | IOU | 3525753 | 39.998 | Solar |  |  | Active Application | Protected Data | Protected Data |  |  | Commercial | Solar* Rewards | 2020 |  | n/a
Xcel Energy | 85 | 13781 | IOU | 3525764 | 39.998 | Solar |  |  | Active Application | Protected Data | Protected Data |  |  | Commercial | Solar* Rewards | 2020 |  | n/a
Xcel Energy | 85 | 13781 | IOU | 3525774 | 39.998 | Solar |  |  | Active Application | Protected Data | Protected Data |  |  | Commercial | Solar* Rewards | 2020 |  | n/a
Xcel Energy | 85 | 13781 | IOU | 3525779 | 39.998 | Solar |  |  | Active Application | Protected Data | Protected Data |  |  | Commercial | Solar* Rewards | 2020 |  | n/a
Xcel Energy | 85 | 13781 | IOU | 3525794 | 39.998 | Solar |  |  | Active Application | Protected Data | Protected Data |  |  | Commercial | Solar* Rewards | 2020 |  | n/a
Xcel Energy | 85 | 13781 | IOU | 3525800 | 39.998 | Solar |  |  | Active Application | Protected Data | Protected Data |  |  | Commercial | Solar* Rewards | 2020 |  | n/a
Xcel Energy | 85 | 13781 | IOU | 3525806 | 39.998 | Solar |  |  | Active Application | Protected Data | Protected Data |  |  | Commercial | Solar* Rewards | 2020 |  | n/a
Xcel Energy | 85 | 13781 | IOU | 3525812 | 39.998 | Solar |  |  | Active Application | Protected Data | Protected Data |  |  | Commercial | Solar* Rewards | 2020 |  | n/a
Xcel Energy | 85 | 13781 | IOU | 3525817 | 39.998 | Solar |  |  | Active Application | Protected Data | Protected Data |  |  | Commercial | Solar* Rewards | 2020 |  | n/a
Xcel Energy | 85 | 13781 | IOU | 3525821 | 39.998 | Solar |  |  | Active Application | Protected Data | Protected Data |  |  | Commercial | Solar* Rewards | 2020 |  | n/a
Xcel Energy | 85 | 13781 | IOU | 3525997 | 0 | Solar |  |  | Active Application | Protected Data | Protected Data |  |  | Residential | Solar* Rewards | 2020 |  | n/a
Xcel Energy | 85 | 13781 | IOU | 3526001 | 0 | Solar |  |  | Active Application | Protected Data | Protected Data |  |  | Residential | Solar* Rewards | 2020 |  | n/a
Xcel Energy | 85 | 13781 | IOU | 3526599 | 1000 | Solar |  |  | Active Application | Protected Data | Protected Data | LCR | LCR311 | Community Solar Garden | Solar* Rewards Community | 2020 |  | n/a
Xcel Energy | 85 | 13781 | IOU | 3526972 | 1000 | Solar |  |  | Active Application | Protected Data | Protected Data | WAS | WAS092 | Community Solar Garden | Solar* Rewards Community | 2020 |  | n/a
Xcel Energy | 85 | 13781 | IOU | 3527601 | 0 | Solar |  |  | Active Application | Protected Data | Protected Data |  |  | Residential | Solar* Rewards | 2020 |  | n/a
Xcel Energy | 85 | 13781 | IOU | 3529177 | 1000 | Solar |  |  | Active Application | Protected Data | Protected Data | SWN | SWN022 | Community Solar Garden | Solar* Rewards Community | 2020 |  | n/a
Xcel Energy | 85 | 13781 | IOU | 3530542 | 1000 | Solar |  |  | Active Application | Protected Data | Protected Data | LOW | LOW021 | Community Solar Garden | Solar* Rewards Community | 2020 |  | n/a
Xcel Energy | 85 | 13781 | IOU | 3530551 | 1000 | Solar |  |  | Active Application | Protected Data | Protected Data | WIN | WIN043 | Community Solar Garden | Solar* Rewards Community | 2020 |  | n/a
Xcel Energy | 85 | 13781 | IOU | 3530585 | 1000 | Solar |  |  | Active Application | Protected Data | Protected Data | WIN | WIN043 | Community Solar Garden | Solar* Rewards Community | 2020 |  | n/a
Xcel Energy | 85 | 13781 | IOU | 3530629 | 133.2 | Solar |  |  | Active Application | Protected Data | Protected Data |  |  | Commercial | Solar* Rewards | 2020 |  | n/a
Xcel Energy | 85 | 13781 | IOU | 3535332 | 35.985 | Solar |  |  | Active Application | Protected Data | Protected Data | LEX | LEX061 | Commercial | Solar* Rewards | 2020 |  | n/a
Xcel Energy | 85 | 13781 | IOU | 3535538 | 3.747 | Solar |  |  | Active Application | Protected Data | Protected Data |  |  | Residential | Solar* Rewards | 2020 |  | n/a
Xcel Energy | 85 | 13781 | IOU | 3535795 | 15.52 | Solar |  |  | Active Application | Protected Data | Protected Data |  |  | Residential | Solar* Rewards | 2020 |  | n/a
Xcel Energy | 85 | 13781 | IOU | 3550973 | 466.6 | Solar |  |  | Active Application | Protected Data | Protected Data | ALT | ALT021 | Community Solar Garden | Solar* Rewards Community | 2020 |  | n/a
Xcel Energy | 85 | 13781 | IOU | 3554031 | 25.23 | Solar |  |  | Active Application | Protected Data | Protected Data | LSP | LSP021 | Commercial | Solar* Rewards | 2020 |  | n/a
Xcel Energy | 85 | 13781 | IOU | 3560092 | 1000 | Solar |  |  | Active Application | Protected Data | Protected Data | CLC | CLC221 | Community Solar Garden | Solar* Rewards Community | 2020 |  | n/a
Xcel Energy | 85 | 13781 | IOU | 3560099 | 1000 | Solar |  |  | Active Application | Protected Data | Protected Data | YLM | YLM211 | Community Solar Garden | Solar* Rewards Community | 2020 |  | n/a
Xcel Energy | 85 | 13781 | IOU | 3560146 | 1000 | Solar |  |  | Active Application | Protected Data | Protected Data | CLC | CLC221 | Community Solar Garden | Solar* Rewards Community | 2020 |  | n/a
Xcel Energy | 85 | 13781 | IOU | 3560149 | 11.39 | Solar |  |  | Active Application | Protected Data | Protected Data | MPK | MPK086 | Residential | Solar* Rewards | 2020 |  | n/a
Xcel Energy | 85 | 13781 | IOU | 3560749 | 1000 | Solar |  |  | Active Application | Protected Data | Protected Data | CLC | CLC221 | Community Solar Garden | Solar* Rewards Community | 2020 |  | n/a
Xcel Energy | 85 | 13781 | IOU | 3563249 | 9.994 | Solar |  |  | Active Application | Protected Data | Protected Data | SOU | SOU061 | Residential | Solar* Rewards | 2020 |  | n/a
Xcel Energy | 85 | 13781 | IOU | 3564708 | 139.998 | Solar |  |  | Active Application | Protected Data | Protected Data | WSG | WSG351 | Commercial | Solar* Rewards | 2020 |  | n/a
Xcel Energy | 85 | 13781 | IOU | 3566334 | 1000 | Solar |  |  | Active Application | Protected Data | Protected Data | LAP | LAP311 | Community Solar Garden | Solar* Rewards Community | 2020 |  | n/a
Xcel Energy | 85 | 13781 | IOU | 3566389 | 0 | Solar |  |  | Active Application | Protected Data | Protected Data |  |  | Residential | Solar* Rewards | 2020 |  | n/a
Xcel Energy | 85 | 13781 | IOU | 3566404 | 1000 | Solar |  |  | Active Application | Protected Data | Protected Data | WIN | WIN043 | Community Solar Garden | Solar* Rewards Community | 2020 |  | n/a
Xcel Energy | 85 | 13781 | IOU | 3566432 | 39.998 | Solar |  |  | Active Application | Protected Data | Protected Data | WCR | WCR322 | Commercial | Solar* Rewards | 2020 |  | n/a
Xcel Energy | 85 | 13781 | IOU | 3566447 | 1000 | Solar |  |  | Active Application | Protected Data | Protected Data | LAK | LAK032 | Community Solar Garden | Solar* Rewards Community | 2020 |  | n/a
Xcel Energy | 85 | 13781 | IOU | 3566612 | 1000 | Solar |  |  | Active Application | Protected Data | Protected Data | ZUM | ZUM022 | Community Solar Garden | Solar* Rewards Community | 2020 |  | n/a
Xcel Energy | 85 | 13781 | IOU | 3567012 | 4.06 | Solar |  |  | Active Application | Protected Data | Protected Data | HWW | HWW074 | Residential | Solar* Rewards | 2020 |  | n/a
Xcel Energy | 85 | 13781 | IOU | 3567314 | 32.51 | Solar |  |  | Active Application | Protected Data | Protected Data | HWW | HWW074 | Residential | Solar* Rewards | 2020 |  | n/a
Xcel Energy | 85 | 13781 | IOU | 3568404 | 1000 | Solar |  |  | Active Application | Protected Data | Protected Data | WTN | WTN062 | Community Solar Garden | Solar* Rewards Community | 2020 |  | n/a
Xcel Energy | 85 | 13781 | IOU | 3568648 | 39.998 | Solar |  |  | Active Application | Protected Data | Protected Data | WRR | WRR075 | Commercial | Solar* Rewards | 2020 |  | n/a
Xcel Energy | 85 | 13781 | IOU | 3572228 | 1000 | Solar |  |  | Active Application | Protected Data | Protected Data | SCL | SCL322 | Community Solar Garden | Solar* Rewards Community | 2020 |  | n/a
Xcel Energy | 85 | 13781 | IOU | 3572330 | 1000 | Solar |  |  | Active Application | Protected Data | Protected Data | WEF | WEF071 | Community Solar Garden | Solar* Rewards Community | 2020 |  | n/a
Xcel Energy | 85 | 13781 | IOU | 3572348 | 1000 | Solar |  |  | Active Application | Protected Data | Protected Data | ALB | ALB021 | Community Solar Garden | Solar* Rewards Community | 2020 |  | n/a
Xcel Energy | 85 | 13781 | IOU | 3572473 | 1000 | Solar |  |  | Active Application | Protected Data | Protected Data | WEF | WEF071 | Community Solar Garden | Solar* Rewards Community | 2020 |  | n/a
Xcel Energy | 85 | 13781 | IOU | 3573220 | 1000 | Solar |  |  | Active Application | Protected Data | Protected Data | SDX | SDX311 | Community Solar Garden | Solar* Rewards Community | 2020 |  | n/a
Xcel Energy | 85 | 13781 | IOU | 3574773 | 30.4 | Solar |  |  | Active Application | Protected Data | Protected Data |  |  | Commercial | Solar* Rewards | 2020 |  | n/a
Xcel Energy | 85 | 13781 | IOU | 3575853 | 1000 | Solar |  |  | Active Application | Protected Data | Protected Data | DOC | DOC211 | Community Solar Garden | Solar* Rewards Community | 2020 |  | n/a
Xcel Energy | 85 | 13781 | IOU | 3577370 | 1000 | Solar |  |  | Active Application | Protected Data | Protected Data | MTV | MTV022 | Community Solar Garden | Solar* Rewards Community | 2020 |  | n/a
Xcel Energy | 85 | 13781 | IOU | 3577412 | 1000 | Solar |  |  | Active Application | Protected Data | Protected Data | WIN | WIN043 | Community Solar Garden | Solar* Rewards Community | 2020 |  | n/a
Xcel Energy | 85 | 13781 | IOU | 3579106 | 4.93 | Solar |  |  | Active Application | Protected Data | Protected Data |  |  | Residential | Solar* Rewards | 2020 |  | n/a
Xcel Energy | 85 | 13781 | IOU | 3579187 | 1000 | Solar |  |  | Active Application | Protected Data | Protected Data | GAY | GAY002 | Community Solar Garden | Solar* Rewards Community | 2020 |  | n/a
Xcel Energy | 85 | 13781 | IOU | 3579212 | 1000 | Solar |  |  | Active Application | Protected Data | Protected Data | WAB | WAB031 | Community Solar Garden | Solar* Rewards Community | 2020 |  | n/a
Xcel Energy | 85 | 13781 | IOU | 3579239 | 1000 | Solar |  |  | Active Application | Protected Data | Protected Data | CHI | CHI311 | Community Solar Garden | Solar* Rewards Community | 2020 |  | n/a
Xcel Energy | 85 | 13781 | IOU | 3579534 | 33.3 | Solar |  |  | Active Application | Protected Data | Protected Data |  |  | Commercial | Solar* Rewards | 2020 |  | n/a
Xcel Energy | 85 | 13781 | IOU | 3579574 | 1000 | Solar |  |  | Active Application | Protected Data | Protected Data | WAS | WAS092 | Community Solar Garden | Solar* Rewards Community | 2020 |  | n/a
Xcel Energy | 85 | 13781 | IOU | 3579586 | 1000 | Solar |  |  | Active Application | Protected Data | Protected Data | LSP | LSP021 | Community Solar Garden | Solar* Rewards Community | 2020 |  | n/a
Xcel Energy | 85 | 13781 | IOU | 3579627 | 1000 | Solar |  |  | Active Application | Protected Data | Protected Data | WAT | WAT021 | Community Solar Garden | Solar* Rewards Community | 2020 |  | n/a
Xcel Energy | 85 | 13781 | IOU | 3579822 | 1000 | Solar |  |  | Active Application | Protected Data | Protected Data | KAN | KAN031 | Community Solar Garden | Solar* Rewards Community | 2020 |  | n/a
Xcel Energy | 85 | 13781 | IOU | 3579835 | 1000 | Solar |  |  | Active Application | Protected Data | Protected Data | KAN | KAN031 | Community Solar Garden | Solar* Rewards Community | 2020 |  | n/a
Xcel Energy | 85 | 13781 | IOU | 3579859 | 7.616 | Solar |  |  | Active Application | Protected Data | Protected Data |  |  | Residential | Solar* Rewards | 2020 |  | n/a
Xcel Energy | 85 | 13781 | IOU | 3579868 | 1000 | Solar |  |  | Active Application | Protected Data | Protected Data | WAB | WAB031 | Community Solar Garden | Solar* Rewards Community | 2020 |  | n/a
Xcel Energy | 85 | 13781 | IOU | 3579892 | 1000 | Solar |  |  | Active Application | Protected Data | Protected Data | ALT | ALT021 | Community Solar Garden | Solar* Rewards Community | 2020 |  | n/a
Xcel Energy | 85 | 13781 | IOU | 3580454 | 6.96 | Solar |  |  | Active Application | Protected Data | Protected Data |  |  | Commercial | Solar* Rewards | 2020 |  | n/a
Xcel Energy | 85 | 13781 | IOU | 3580915 | 0 | Solar |  |  | Active Application | Protected Data | Protected Data |  |  | Residential | Solar* Rewards | 2020 |  | n/a
Xcel Energy | 85 | 13781 | IOU | 3580917 | 9.28 | Solar |  |  | Active Application | Protected Data | Protected Data | FAB | FAB063 | Residential | Solar* Rewards | 2020 |  | n/a
Xcel Energy | 85 | 13781 | IOU | 3580931 | 1000 | Solar |  |  | Active Application | Protected Data | Protected Data | DAN | DAN021 | Community Solar Garden | Solar* Rewards Community | 2020 |  | n/a
Xcel Energy | 85 | 13781 | IOU | 3581048 | 1000 | Solar |  |  | Active Application | Protected Data | Protected Data | VIL | VIL021 | Community Solar Garden | Solar* Rewards Community | 2020 |  | n/a
Xcel Energy | 85 | 13781 | IOU | 3581126 | 1000 | Solar |  |  | Active Application | Protected Data | Protected Data | FAB | FAB063 | Community Solar Garden | Solar* Rewards Community | 2020 |  | n/a
Xcel Energy | 85 | 13781 | IOU | 3581199 | 0 | Solar |  |  | Active Application | Protected Data | Protected Data |  |  | Residential | Solar* Rewards | 2020 |  | n/a
Xcel Energy | 85 | 13781 | IOU | 3581268 | 1000 | Solar |  |  | Active Application | Protected Data | Protected Data | FSL | FSL311 | Community Solar Garden | Solar* Rewards Community | 2020 |  | n/a
Xcel Energy | 85 | 13781 | IOU | 3581288 | 1000 | Solar |  |  | Active Application | Protected Data | Protected Data | MHW | MHW311 | Community Solar Garden | Solar* Rewards Community | 2020 |  | n/a
Xcel Energy | 85 | 13781 | IOU | 3581290 | 1000 | Solar |  |  | Active Application | Protected Data | Protected Data | LAP | LAP311 | Community Solar Garden | Solar* Rewards Community | 2020 |  | n/a
Xcel Energy | 85 | 13781 | IOU | 3581298 | 1000 | Solar |  |  | Active Application | Protected Data | Protected Data | CHI | CHI311 | Community Solar Garden | Solar* Rewards Community | 2020 |  | n/a
Xcel Energy | 85 | 13781 | IOU | 3581302 | 1000 | Solar |  |  | Active Application | Protected Data | Protected Data | CHI | CHI311 | Community Solar Garden | Solar* Rewards Community | 2020 |  | n/a
Xcel Energy | 85 | 13781 | IOU | 3581305 | 1000 | Solar |  |  | Active Application | Protected Data | Protected Data | MHW | MHW311 | Community Solar Garden | Solar* Rewards Community | 2020 |  | n/a
Xcel Energy | 85 | 13781 | IOU | 3581348 | 0 | Solar |  |  | Active Application | Protected Data | Protected Data |  |  | Residential | Solar* Rewards | 2020 |  | n/a
Xcel Energy | 85 | 13781 | IOU | 3581784 | 312.5 | Solar |  |  | Active Application | Protected Data | Protected Data | STY | STY072 | Commercial | Solar* Rewards | 2020 |  | n/a
Xcel Energy | 85 | 13781 | IOU | 3582359 | 1000 | Solar |  |  | Active Application | Protected Data | Protected Data | WIN | WIN043 | Community Solar Garden | Solar* Rewards Community | 2020 |  | n/a
Xcel Energy | 85 | 13781 | IOU | 3582375 | 99.9 | Solar |  |  | Active Application | Protected Data | Protected Data | WSG | WSG063 | Commercial | Solar* Rewards | 2020 |  | n/a
Xcel Energy | 85 | 13781 | IOU | 3582387 | 300 | Solar |  |  | Active Application | Protected Data | Protected Data | WSG | WSG065 | Commercial | Solar* Rewards | 2020 |  | n/a
Xcel Energy | 85 | 13781 | IOU | 3582426 | 1000 | Solar |  |  | Active Application | Protected Data | Protected Data | MYN | MYN021 | Community Solar Garden | Solar* Rewards Community | 2020 |  | n/a
Xcel Energy | 85 | 13781 | IOU | 3589458 | 43.2 | Solar |  |  | Active Application | Protected Data | Protected Data | OSS | OSS066 | Commercial | Solar* Rewards | 2020 |  | n/a
Xcel Energy | 85 | 13781 | IOU | 3589824 | 24 | Solar |  |  | Active Application | Protected Data | Protected Data |  |  | Residential | Solar* Rewards | 2020 |  | n/a
Xcel Energy | 85 | 13781 | IOU | 3590129 | 24 | Solar |  |  | Active Application | Protected Data | Protected Data |  |  | Commercial | Solar* Rewards | 2020 |  | n/a
Xcel Energy | 85 | 13781 | IOU | 3590166 | 0 | Solar |  |  | Active Application | Protected Data | Protected Data |  |  | Residential | Solar* Rewards | 2020 |  | n/a
Xcel Energy | 85 | 13781 | IOU | 3590386 | 6 | Solar |  |  | Active Application | Protected Data | Protected Data |  |  | Residential | Solar* Rewards | 2020 |  | n/a
Xcel Energy | 85 | 13781 | IOU | 3590416 | 6 | Solar |  |  | Active Application | Protected Data | Protected Data |  |  | Residential | Solar* Rewards | 2020 |  | n/a
Xcel Energy | 85 | 13781 | IOU | 3590725 | 1000 | Solar |  |  | Active Application | Protected Data | Protected Data | SCL | SCL322 | Community Solar Garden | Solar* Rewards Community | 2020 |  | n/a
Xcel Energy | 85 | 13781 | IOU | 3590793 | 100 | Solar |  |  | Active Application | Protected Data | Protected Data |  |  | Commercial | Solar* Rewards | 2020 |  | n/a
Xcel Energy | 85 | 13781 | IOU | 3592238 | 1000 | Solar |  |  | Active Application | Protected Data | Protected Data | GAY | GAY002 | Community Solar Garden | Solar* Rewards Community | 2020 |  | n/a
Xcel Energy | 85 | 13781 | IOU | 3592269 | 219.999 | Solar |  |  | Active Application | Protected Data | Protected Data | PAT | PAT314 | Commercial | Solar* Rewards | 2020 |  | n/a
Xcel Energy | 85 | 13781 | IOU | 3592325 | 1000 | Solar |  |  | Active Application | Protected Data | Protected Data | PAT | PAT312 | Community Solar Garden | Solar* Rewards Community | 2020 |  | n/a
Xcel Energy | 85 | 13781 | IOU | 3592342 | 1000 | Solar |  |  | Active Application | Protected Data | Protected Data | PAT | PAT312 | Community Solar Garden | Solar* Rewards Community | 2020 |  | n/a
Xcel Energy | 85 | 13781 | IOU | 3592367 | 219.999 | Solar |  |  | Active Application | Protected Data | Protected Data | PAT | PAT314 | Commercial | Solar* Rewards | 2020 |  | n/a
Xcel Energy | 85 | 13781 | IOU | 3592497 | 19.99 | Solar |  |  | Active Application | Protected Data | Protected Data |  |  | Residential | Solar* Rewards | 2020 |  | n/a
Xcel Energy | 85 | 13781 | IOU | 3593329 | 36 | Solar |  |  | Active Application | Protected Data | Protected Data | SOU | SOU085 | Commercial | Solar* Rewards | 2020 |  | n/a
Xcel Energy | 85 | 13781 | IOU | 3593410 | 300 | Solar |  |  | Active Application | Protected Data | Protected Data | HYL | HYL063 | Commercial | Solar* Rewards | 2020 |  | n/a
Xcel Energy | 85 | 13781 | IOU | 3593444 | 166.6 | Solar |  |  | Active Application | Protected Data | Protected Data | WIL | WIL089 | Commercial | Solar* Rewards | 2020 |  | n/a
Xcel Energy | 85 | 13781 | IOU | 3593883 | 999 | Solar |  |  | Active Application | Protected Data | Protected Data |  |  | Community Solar Garden | Solar* Rewards Community | 2020 |  | n/a
Xcel Energy | 85 | 13781 | IOU | 3593973 | 19.999 | Solar |  |  | Active Application | Protected Data | Protected Data | APA | APA072 | Commercial | Solar* Rewards | 2020 |  | n/a
Xcel Energy | 85 | 13781 | IOU | 3593992 | 19.999 | Solar |  |  | Active Application | Protected Data | Protected Data | MOL | MOL073 | Commercial | Solar* Rewards | 2020 |  | n/a
Xcel Energy | 85 | 13781 | IOU | 3594805 | 24 | Solar |  |  | Active Application | Protected Data | Protected Data |  |  | Residential | Solar* Rewards | 2020 |  | n/a
Xcel Energy | 85 | 13781 | IOU | 3594991 | 632.7 | Solar |  |  | Active Application | Protected Data | Protected Data | LEX | LEX333 | Residential | Solar* Rewards | 2020 |  | n/a
Xcel Energy | 85 | 13781 | IOU | 3595411 | 32.8 | Solar |  |  | Active Application | Protected Data | Protected Data | WAT | WAT081 | Commercial | Solar* Rewards | 2020 |  | n/a
Xcel Energy | 85 | 13781 | IOU | 3601385 | 0 | Solar |  |  | Active Application | Protected Data | Protected Data |  |  | Residential | Solar* Rewards | 2020 |  | n/a
Xcel Energy | 85 | 13781 | IOU | 3602253 | 999 | Solar |  |  | Active Application | Protected Data | Protected Data |  |  | Residential | Solar* Rewards | 2020 |  | n/a
Xcel Energy | 85 | 13781 | IOU | 3602294 | 19.988 | Solar |  |  | Active Application | Protected Data | Protected Data | CNC | CNC063 | Residential | Solar* Rewards | 2020 |  | n/a
Xcel Energy | 85 | 13781 | IOU | 3606456 | 7.616 | Solar |  |  | Active Application | Protected Data | Protected Data |  |  | Residential | Solar* Rewards | 2020 |  | n/a
Xcel Energy | 85 | 13781 | IOU | 3606584 | 100 | Solar |  |  | Active Application | Protected Data | Protected Data | MTV | MTV022 | Commercial | Solar* Rewards | 2020 |  | n/a
Xcel Energy | 85 | 13781 | IOU | 3607178 | 29.02 | Solar |  |  | Active Application | Protected Data | Protected Data |  |  | Commercial | Solar* Rewards | 2020 |  | n/a
Xcel Energy | 85 | 13781 | IOU | 3609886 | 1000 | Solar |  |  | Active Application | Protected Data | Protected Data | ATW | ATW061 | Community Solar Garden | Solar* Rewards Community | 2020 |  | n/a
Xcel Energy | 85 | 13781 | IOU | 3609925 | 1000 | Solar |  |  | Active Application | Protected Data | Protected Data | NOF | NOF061 | Community Solar Garden | Solar* Rewards Community | 2020 |  | n/a
Xcel Energy | 85 | 13781 | IOU | 3614677 | 43.2 | Solar |  |  | Active Application | Protected Data | Protected Data | NMC | NMC082 | Commercial | Solar* Rewards | 2020 |  | n/a
Xcel Energy | 85 | 13781 | IOU | 3614881 | 800 | Solar |  |  | Active Application | Protected Data | Protected Data | WSG | WSG352 | Community Solar Garden | Solar* Rewards Community | 2020 |  | n/a
Xcel Energy | 85 | 13781 | IOU | 3614946 | 12.956 | Solar |  |  | Active Application | Protected Data | Protected Data |  |  | Commercial | Solar* Rewards | 2020 |  | n/a
Xcel Energy | 85 | 13781 | IOU | 3615346 | 6.96 | Solar |  |  | Active Application | Protected Data | Protected Data | NOF | NOF072 | Residential | Solar* Rewards | 2020 |  | n/a
Xcel Energy | 85 | 13781 | IOU | 3615472 | 0 | Solar |  |  | Active Application | Protected Data | Protected Data |  |  | Residential | Solar* Rewards | 2020 |  | n/a
Xcel Energy | 85 | 13781 | IOU | 3615519 | 1000 | Solar |  |  | Active Application | Protected Data | Protected Data | WAS | WAS092 | Community Solar Garden | Solar* Rewards Community | 2020 |  | n/a
Xcel Energy | 85 | 13781 | IOU | 3615614 | 0 | Solar |  |  | Active Application | Protected Data | Protected Data |  |  | Residential | Solar* Rewards | 2020 |  | n/a
Xcel Energy | 85 | 13781 | IOU | 3616028 | 39.998 | Solar |  |  | Active Application | Protected Data | Protected Data |  |  | Commercial | Solar* Rewards | 2020 |  | n/a
Xcel Energy | 85 | 13781 | IOU | 3616316 | 0 | Solar |  |  | Active Application | Protected Data | Protected Data |  |  | Commercial | Solar* Rewards | 2020 |  | n/a
Xcel Energy | 85 | 13781 | IOU | 3616326 | 0 | Solar |  |  | Active Application | Protected Data | Protected Data |  |  | Commercial | Solar* Rewards | 2020 |  | n/a
Xcel Energy | 85 | 13781 | IOU | 3616334 | 1000 | Solar |  |  | Active Application | Protected Data | Protected Data | PLA | PLA023 | Community Solar Garden | Solar* Rewards Community | 2020 |  | n/a
Xcel Energy | 85 | 13781 | IOU | 3620294 | 6.38 | Solar |  |  | Active Application | Protected Data | Protected Data | SOU | SOU077 | Residential | Solar* Rewards | 2020 |  | n/a
Xcel Energy | 85 | 13781 | IOU | 3620394 | 1000 | Solar |  |  | Active Application | Protected Data | Protected Data | WAS | WAS091 | Community Solar Garden | Solar* Rewards Community | 2020 |  | n/a
Xcel Energy | 85 | 13781 | IOU | 3620403 | 1000 | Solar |  |  | Active Application | Protected Data | Protected Data | WSD | WSD061 | Community Solar Garden | Solar* Rewards Community | 2020 |  | n/a
Xcel Energy | 85 | 13781 | IOU | 3620407 | 1000 | Solar |  |  | Active Application | Protected Data | Protected Data | GLD | GLD021 | Community Solar Garden | Solar* Rewards Community | 2020 |  | n/a
Xcel Energy | 85 | 13781 | IOU | 3621382 | 1000 | Solar |  |  | Active Application | Protected Data | Protected Data | LAE | LAE061 | Community Solar Garden | Solar* Rewards Community | 2020 |  | n/a
Xcel Energy | 85 | 13781 | IOU | 3621456 | 1000 | Solar |  |  | Active Application | Protected Data | Protected Data | ATW | ATW062 | Community Solar Garden | Solar* Rewards Community | 2020 |  | n/a
Xcel Energy | 85 | 13781 | IOU | 3621547 | 1000 | Solar |  |  | Active Application | Protected Data | Protected Data | PLA | PLA022 | Community Solar Garden | Solar* Rewards Community | 2020 |  | n/a
Xcel Energy | 85 | 13781 | IOU | 3621621 | 11.866 | Solar |  |  | Active Application | Protected Data | Protected Data | LIN | LIN031 | Residential | Solar* Rewards | 2020 |  | n/a
Xcel Energy | 85 | 13781 | IOU | 3621968 | 6.96 | Solar |  |  | Active Application | Protected Data | Protected Data |  |  | Residential | Solar* Rewards | 2020 |  | n/a
Xcel Energy | 85 | 13781 | IOU | 3621987 | 3.77 | Solar |  |  | Active Application | Protected Data | Protected Data | HWW | HWW074 | Residential | Solar* Rewards | 2020 |  | n/a
Xcel Energy | 85 | 13781 | IOU | 3622051 | 6.72 | Solar |  |  | Active Application | Protected Data | Protected Data | AFT | AFT321 | Residential | Solar* Rewards | 2020 |  | n/a
Xcel Energy | 85 | 13781 | IOU | 3622351 | 24 | Solar |  |  | Active Application | Protected Data | Protected Data |  |  | Commercial | Solar* Rewards | 2020 |  | n/a
Xcel Energy | 85 | 13781 | IOU | 3622708 | 990 | Solar |  |  | Active Application | Protected Data | Protected Data | CHI | CHI311 | Community Solar Garden | Solar* Rewards Community | 2020 |  | n/a
Xcel Energy | 85 | 13781 | IOU | 3622923 | 990 | Solar |  |  | Active Application | Protected Data | Protected Data | CLC | CLC022 | Community Solar Garden | Solar* Rewards Community | 2020 |  | n/a
Xcel Energy | 85 | 13781 | IOU | 3623637 | 9.994 | Solar |  |  | Active Application | Protected Data | Protected Data |  |  | Residential | Solar* Rewards | 2020 |  | n/a
Xcel Energy | 85 | 13781 | IOU | 3626008 | 33.3 | Solar |  |  | Active Application | Protected Data | Protected Data | GVW | GVW022 | Commercial | Solar* Rewards | 2020 |  | n/a
Xcel Energy | 85 | 13781 | IOU | 3626691 | 36 | Solar |  |  | Active Application | Protected Data | Protected Data |  |  | Commercial | Solar* Rewards | 2020 |  | n/a
Xcel Energy | 85 | 13781 | IOU | 3629878 | 39.976 | Solar |  |  | Active Application | Protected Data | Protected Data |  |  | Commercial | Solar* Rewards | 2020 |  | n/a
Xcel Energy | 85 | 13781 | IOU | 3630080 | 2.32 | Solar |  |  | Active Application | Protected Data | Protected Data |  |  | Residential | Solar* Rewards | 2020 |  | n/a
Xcel Energy | 85 | 13781 | IOU | 3630228 | 0 | Solar |  |  | Active Application | Protected Data | Protected Data |  |  | Residential | Solar* Rewards | 2020 |  | n/a
Xcel Energy | 85 | 13781 | IOU | 3630233 | 0 | Solar |  |  | Active Application | Protected Data | Protected Data |  |  | Residential | Solar* Rewards | 2020 |  | n/a
Xcel Energy | 85 | 13781 | IOU | 3630574 | 34.982 | Solar |  |  | Active Application | Protected Data | Protected Data |  |  | Commercial | Solar* Rewards | 2020 |  | n/a
Xcel Energy | 85 | 13781 | IOU | 3630854 | 39.976 | Solar |  |  | Active Application | Protected Data | Protected Data |  |  | Commercial | Solar* Rewards | 2020 |  | n/a
Xcel Energy | 85 | 13781 | IOU | 3630871 | 3 | Solar |  |  | Active Application | Protected Data | Protected Data |  |  | Commercial | Solar* Rewards | 2020 |  | n/a
Xcel Energy | 85 | 13781 | IOU | 3630892 | 39.976 | Solar |  |  | Active Application | Protected Data | Protected Data |  |  | Commercial | Solar* Rewards | 2020 |  | n/a
Xcel Energy | 85 | 13781 | IOU | 3630901 | 39.976 | Solar |  |  | Active Application | Protected Data | Protected Data |  |  | Commercial | Solar* Rewards | 2020 |  | n/a
Xcel Energy | 85 | 13781 | IOU | 3630913 | 7.616 | Solar |  |  | Active Application | Protected Data | Protected Data |  |  | Commercial | Solar* Rewards | 2020 |  | n/a
Xcel Energy | 85 | 13781 | IOU | 3630957 | 9.994 | Solar |  |  | Active Application | Protected Data | Protected Data |  |  | Commercial | Solar* Rewards | 2020 |  | n/a
Xcel Energy | 85 | 13781 | IOU | 3630963 | 16.616 | Solar |  |  | Active Application | Protected Data | Protected Data |  |  | Commercial | Solar* Rewards | 2020 |  | n/a
Xcel Energy | 85 | 13781 | IOU | 3630992 | 3 | Solar |  |  | Active Application | Protected Data | Protected Data |  |  | Commercial | Solar* Rewards | 2020 |  | n/a
Xcel Energy | 85 | 13781 | IOU | 3631089 | 3 | Solar |  |  | Active Application | Protected Data | Protected Data |  |  | Commercial | Solar* Rewards | 2020 |  | n/a
Xcel Energy | 85 | 13781 | IOU | 3631869 | 1000 | Solar |  |  | Active Application | Protected Data | Protected Data | ATW | ATW061 | Community Solar Garden | Solar* Rewards Community | 2020 |  | n/a
Xcel Energy | 85 | 13781 | IOU | 3631886 | 1000 | Solar |  |  | Active Application | Protected Data | Protected Data | BEL | BEL061 | Community Solar Garden | Solar* Rewards Community | 2020 |  | n/a
Xcel Energy | 85 | 13781 | IOU | 3631999 | 9.994 | Solar |  |  | Active Application | Protected Data | Protected Data |  |  | Commercial | Solar* Rewards | 2020 |  | n/a
Xcel Energy | 85 | 13781 | IOU | 3632070 | 12.18 | Solar |  |  | Active Application | Protected Data | Protected Data |  |  | Residential | Solar* Rewards | 2020 |  | n/a
Xcel Energy | 85 | 13781 | IOU | 3632303 | 0 | Solar |  |  | Active Application | Protected Data | Protected Data |  |  | Residential | Solar* Rewards | 2020 |  | n/a
Xcel Energy | 85 | 13781 | IOU | 3632340 | 8.16 | Solar |  |  | Active Application | Protected Data | Protected Data | WAK | WAK321 | Residential | Solar* Rewards | 2020 |  | n/a
Xcel Energy | 85 | 13781 | IOU | 3632670 | 5 | Solar |  |  | Active Application | Protected Data | Protected Data |  |  | Commercial | Solar* Rewards | 2020 |  | n/a
Xcel Energy | 85 | 13781 | IOU | 3632690 | 6 | Solar |  |  | Active Application | Protected Data | Protected Data |  |  | Commercial | Solar* Rewards | 2020 |  | n/a
Xcel Energy | 85 | 13781 | IOU | 3632694 | 3.747 | Solar |  |  | Active Application | Protected Data | Protected Data | SOU | SOU064 | Residential | Solar* Rewards | 2020 |  | n/a
Xcel Energy | 85 | 13781 | IOU | 3632800 | 23.788 | Solar |  |  | Active Application | Protected Data | Protected Data |  |  | Commercial | Solar* Rewards | 2020 |  | n/a
Xcel Energy | 85 | 13781 | IOU | 3633182 | 1000 | Solar |  |  | Active Application | Protected Data | Protected Data | CLC | CLC221 | Community Solar Garden | Solar* Rewards Community | 2020 |  | n/a
Xcel Energy | 85 | 13781 | IOU | 3633221 | 1000 | Solar |  |  | Active Application | Protected Data | Protected Data | ATW | ATW061 | Community Solar Garden | Solar* Rewards Community | 2020 |  | n/a
Xcel Energy | 85 | 13781 | IOU | 3633445 | 1000 | Solar |  |  | Active Application | Protected Data | Protected Data | WAS | WAS092 | Community Solar Garden | Solar* Rewards Community | 2020 |  | n/a
Xcel Energy | 85 | 13781 | IOU | 3633797 | 9.86 | Solar |  |  | Active Application | Protected Data | Protected Data | LEX | LEX061 | Residential | Solar* Rewards | 2020 |  | n/a
Xcel Energy | 85 | 13781 | IOU | 3633975 | 14.995 | Solar |  |  | Active Application | Protected Data | Protected Data | HWW | HWW072 | Commercial | Solar* Rewards | 2020 |  | n/a
Xcel Energy | 85 | 13781 | IOU | 3634074 | 0 | Solar |  |  | Active Application | Protected Data | Protected Data |  |  | Residential | Solar* Rewards | 2020 |  | n/a
Xcel Energy | 85 | 13781 | IOU | 3634078 | 0 | Solar |  |  | Active Application | Protected Data | Protected Data |  |  | Residential | Solar* Rewards | 2020 |  | n/a
Xcel Energy | 85 | 13781 | IOU | 3635337 | 0 | Solar |  |  | Active Application | Protected Data | Protected Data |  |  | Residential | Solar* Rewards | 2020 |  | n/a
Xcel Energy | 85 | 13781 | IOU | 3635570 | 1000 | Solar |  |  | Active Application | Protected Data | Protected Data | GAY | GAY002 | Community Solar Garden | Solar* Rewards Community | 2020 |  | n/a
Xcel Energy | 85 | 13781 | IOU | 3635766 | 5 | Solar |  |  | Active Application | Protected Data | Protected Data | VES | VES021 | Residential | Solar* Rewards | 2020 |  | n/a
Xcel Energy | 85 | 13781 | IOU | 3636269 | 7.616 | Solar |  |  | Active Application | Protected Data | Protected Data |  |  | Commercial | Solar* Rewards | 2020 |  | n/a
Xcel Energy | 85 | 13781 | IOU | 3636728 | 6 | Solar |  |  | Active Application | Protected Data | Protected Data |  |  | Commercial | Solar* Rewards | 2020 |  | n/a
Xcel Energy | 85 | 13781 | IOU | 3646722 | 11.39 | Solar |  |  | Active Application | Protected Data | Protected Data | HYL | HYL063 | Residential | Solar* Rewards | 2020 |  | n/a
Xcel Energy | 85 | 13781 | IOU | 3646727 | 0 | Solar |  |  | Active Application | Protected Data | Protected Data |  |  | Residential | Solar* Rewards | 2020 |  | n/a
Xcel Energy | 85 | 13781 | IOU | 3646983 | 8.7 | Solar |  |  | Active Application | Protected Data | Protected Data | NOF | NOF061 | Residential | Solar* Rewards | 2020 |  | n/a
Xcel Energy | 85 | 13781 | IOU | 3647070 | 9.994 | Solar |  |  | Active Application | Protected Data | Protected Data | WYO | WYO031 | Commercial | Solar* Rewards | 2020 |  | n/a
Xcel Energy | 85 | 13781 | IOU | 3647134 | 3.19 | Solar |  |  | Active Application | Protected Data | Protected Data | DBL | DBL065 | Residential | Solar* Rewards | 2020 |  | n/a
Xcel Energy | 85 | 13781 | IOU | 3647346 | 1000 | Solar |  |  | Active Application | Protected Data | Protected Data | LCR | LCR311 | Community Solar Garden | Solar* Rewards Community | 2020 |  | n/a
Xcel Energy | 85 | 13781 | IOU | 3647984 | 8.2 | Solar |  |  | Active Application | Protected Data | Protected Data |  |  | Residential | Solar* Rewards | 2020 |  | n/a
Xcel Energy | 85 | 13781 | IOU | 3648541 | 7.54 | Solar |  |  | Active Application | Protected Data | Protected Data | OPK | OPK073 | Residential | Solar* Rewards | 2020 |  | n/a
Xcel Energy | 85 | 13781 | IOU | 3648671 | 1000 | Solar |  |  | Active Application | Protected Data | Protected Data | LCR | LCR311 | Community Solar Garden | Solar* Rewards Community | 2020 |  | n/a
Xcel Energy | 85 | 13781 | IOU | 3648690 | 1000 | Solar |  |  | Active Application | Protected Data | Protected Data | LCR | LCR311 | Community Solar Garden | Solar* Rewards Community | 2020 |  | n/a
Xcel Energy | 85 | 13781 | IOU | 3648694 | 1000 | Solar |  |  | Active Application | Protected Data | Protected Data | SMT | SMT072 | Community Solar Garden | Solar* Rewards Community | 2020 |  | n/a
Xcel Energy | 85 | 13781 | IOU | 3648700 | 1000 | Solar |  |  | Active Application | Protected Data | Protected Data | WSD | WSD061 | Community Solar Garden | Solar* Rewards Community | 2020 |  | n/a
Xcel Energy | 85 | 13781 | IOU | 3648704 | 1000 | Solar |  |  | Active Application | Protected Data | Protected Data | SMT | SMT072 | Community Solar Garden | Solar* Rewards Community | 2020 |  | n/a
Xcel Energy | 85 | 13781 | IOU | 3648707 | 1000 | Solar |  |  | Active Application | Protected Data | Protected Data | MAZ | MAZ021 | Community Solar Garden | Solar* Rewards Community | 2020 |  | n/a
Xcel Energy | 85 | 13781 | IOU | 3648711 | 1000 | Solar |  |  | Active Application | Protected Data | Protected Data | HAD | HAD021 | Community Solar Garden | Solar* Rewards Community | 2020 |  | n/a
Xcel Energy | 85 | 13781 | IOU | 3648905 | 39.998 | Solar |  |  | Active Application | Protected Data | Protected Data | TWL | TWL069 | Commercial | Solar* Rewards | 2020 |  | n/a
Xcel Energy | 85 | 13781 | IOU | 3648927 | 2.64 | Solar |  |  | Active Application | Protected Data | Protected Data | ALD | ALD073 | Residential | Solar* Rewards | 2020 |  | n/a
Xcel Energy | 85 | 13781 | IOU | 3650122 | 5 | Solar |  |  | Active Application | Protected Data | Protected Data | LAP | LAP311 | Residential | Solar* Rewards | 2020 |  | n/a
Xcel Energy | 85 | 13781 | IOU | 3650902 | 6 | Solar |  |  | Active Application | Protected Data | Protected Data |  |  | Residential | Solar* Rewards | 2020 |  | n/a
Xcel Energy | 85 | 13781 | IOU | 3651411 | 1000 | Solar |  |  | Active Application | Protected Data | Protected Data | WAB | WAB031 | Community Solar Garden | Solar* Rewards Community | 2020 |  | n/a
Xcel Energy | 85 | 13781 | IOU | 3651857 | 14.995 | Solar |  |  | Active Application | Protected Data | Protected Data |  |  | Commercial | Solar* Rewards | 2020 |  | n/a
Xcel Energy | 85 | 13781 | IOU | 3651880 | 14.995 | Solar |  |  | Active Application | Protected Data | Protected Data |  |  | Commercial | Solar* Rewards | 2020 |  | n/a
Xcel Energy | 85 | 13781 | IOU | 3656426 | 2.4 | Solar |  |  | Active Application | Protected Data | Protected Data | CHE | CHE063 | Residential | Solar* Rewards | 2020 |  | n/a
Xcel Energy | 85 | 13781 | IOU | 3657264 | 38.012 | Solar |  |  | Active Application | Protected Data | Protected Data | WAB | WAB021 | Residential | Solar* Rewards | 2020 |  | n/a
Xcel Energy | 85 | 13781 | IOU | 3657553 | 19.99 | Solar |  |  | Active Application | Protected Data | Protected Data |  |  | Residential | Solar* Rewards | 2020 |  | n/a
Xcel Energy | 85 | 13781 | IOU | 3657641 | 6 | Solar |  |  | Active Application | Protected Data | Protected Data |  |  | Residential | Solar* Rewards | 2020 |  | n/a
Xcel Energy | 85 | 13781 | IOU | 3658040 | 6 | Solar |  |  | Active Application | Protected Data | Protected Data |  |  | Commercial | Solar* Rewards | 2020 |  | n/a
Xcel Energy | 85 | 13781 | IOU | 3658051 | 29.982 | Solar |  |  | Active Application | Protected Data | Protected Data |  |  | Commercial | Solar* Rewards | 2020 |  | n/a
Xcel Energy | 85 | 13781 | IOU | 3658054 | 0 | Solar |  |  | Active Application | Protected Data | Protected Data |  |  | Commercial | Solar* Rewards | 2020 |  | n/a
Xcel Energy | 85 | 13781 | IOU | 3658055 | 0 | Solar |  |  | Active Application | Protected Data | Protected Data |  |  | Commercial | Solar* Rewards | 2020 |  | n/a
Xcel Energy | 85 | 13781 | IOU | 3658057 | 0 | Solar |  |  | Active Application | Protected Data | Protected Data |  |  | Commercial | Solar* Rewards | 2020 |  | n/a
Xcel Energy | 85 | 13781 | IOU | 3658058 | 0 | Solar |  |  | Active Application | Protected Data | Protected Data |  |  | Commercial | Solar* Rewards | 2020 |  | n/a
Xcel Energy | 85 | 13781 | IOU | 3658723 | 12 | Solar |  |  | Active Application | Protected Data | Protected Data |  |  | Residential | Solar* Rewards | 2020 |  | n/a
Xcel Energy | 85 | 13781 | IOU | 3658725 | 7.68 | Solar |  |  | Active Application | Protected Data | Protected Data |  |  | Residential | Solar* Rewards | 2020 |  | n/a
Xcel Energy | 85 | 13781 | IOU | 3659242 | 6.09 | Solar |  |  | Active Application | Protected Data | Protected Data |  |  | Residential | Solar* Rewards | 2020 |  | n/a
Xcel Energy | 85 | 13781 | IOU | 3661729 | 7.678 | Solar |  |  | Active Application | Protected Data | Protected Data | LCR | LCR311 | Residential | Solar* Rewards | 2020 |  | n/a
Xcel Energy | 85 | 13781 | IOU | 3661787 | 5.933 | Solar |  |  | Active Application | Protected Data | Protected Data |  |  | Commercial | Solar* Rewards | 2020 |  | n/a
Xcel Energy | 85 | 13781 | IOU | 3662525 | 0 | Solar |  |  | Active Application | Protected Data | Protected Data |  |  | Commercial | Solar* Rewards | 2020 |  | n/a
Xcel Energy | 85 | 13781 | IOU | 3662643 | 3.48 | Solar |  |  | Active Application | Protected Data | Protected Data |  |  | Residential | Solar* Rewards | 2020 |  | n/a
Xcel Energy | 85 | 13781 | IOU | 3663175 | 1000 | Solar |  |  | Active Application | Protected Data | Protected Data | MHW | MHW311 | Community Solar Garden | Solar* Rewards Community | 2020 |  | n/a
Xcel Energy | 85 | 13781 | IOU | 3664253 | 13.611 | Solar |  |  | Active Application | Protected Data | Protected Data | APA | APA075 | Residential | Solar* Rewards | 2020 |  | n/a
Xcel Energy | 85 | 13781 | IOU | 3664648 | 1000 | Solar |  |  | Active Application | Protected Data | Protected Data | PAT | PAT312 | Community Solar Garden | Solar* Rewards Community | 2020 |  | n/a
Xcel Energy | 85 | 13781 | IOU | 3664656 | 1000 | Solar |  |  | Active Application | Protected Data | Protected Data | SCH | SCH211 | Community Solar Garden | Solar* Rewards Community | 2020 |  | n/a
Xcel Energy | 85 | 13781 | IOU | 3665043 | 6.631 | Solar |  |  | Active Application | Protected Data | Protected Data | AHI | AHI022 | Commercial | Solar* Rewards | 2020 |  | n/a
Xcel Energy | 85 | 13781 | IOU | 3665489 | 0 | Solar |  |  | Active Application | Protected Data | Protected Data |  |  | Residential | Solar* Rewards | 2020 |  | n/a
Xcel Energy | 85 | 13781 | IOU | 3665564 | 9.86 | Solar |  |  | Active Application | Protected Data | Protected Data | AHI | AHI022 | Residential | Solar* Rewards | 2020 |  | n/a
Xcel Energy | 85 | 13781 | IOU | 3666302 | 0 | Solar |  |  | Active Application | Protected Data | Protected Data |  |  | Residential | Solar* Rewards | 2020 |  | n/a
Xcel Energy | 85 | 13781 | IOU | 3667769 | 66.6 | Solar |  |  | Active Application | Protected Data | Protected Data | GRC | GRC062 | Commercial | Solar* Rewards | 2020 |  | n/a
Xcel Energy | 85 | 13781 | IOU | 3668160 | 0 | Solar |  |  | Active Application | Protected Data | Protected Data |  |  | Commercial | Solar* Rewards | 2020 |  | n/a
Xcel Energy | 85 | 13781 | IOU | 3668940 | 68.4 | Solar |  |  | Active Application | Protected Data | Protected Data | FST | FST004 | Commercial | Solar* Rewards | 2020 |  | n/a
Xcel Energy | 85 | 13781 | IOU | 3670599 | 166.6 | Solar |  |  | Active Application | Protected Data | Protected Data | SAK | SAK312 | Commercial | Solar* Rewards | 2020 |  | n/a
Xcel Energy | 85 | 13781 | IOU | 3670815 | 10.96 | Solar |  |  | Active Application | Protected Data | Protected Data | IDA | IDA073 | Residential | Solar* Rewards | 2020 |  | n/a
Xcel Energy | 85 | 13781 | IOU | 3671219 | 4.64 | Solar |  |  | Active Application | Protected Data | Protected Data | SOU | SOU081 | Residential | Solar* Rewards | 2020 |  | n/a
Xcel Energy | 85 | 13781 | IOU | 3674266 | 11.025 | Solar |  |  | Active Application | Protected Data | Protected Data |  |  | Residential | Solar* Rewards | 2020 |  | n/a
Xcel Energy | 85 | 13781 | IOU | 3677887 | 4.06 | Solar |  |  | Active Application | Protected Data | Protected Data | TLK | TLK067 | Residential | Solar* Rewards | 2020 |  | n/a
Xcel Energy | 85 | 13781 | IOU | 3677888 | 3.19 | Solar |  |  | Active Application | Protected Data | Protected Data |  |  | Residential | Solar* Rewards | 2020 |  | n/a
Xcel Energy | 85 | 13781 | IOU | 3677890 | 4.93 | Solar |  |  | Active Application | Protected Data | Protected Data | APA | APA074 | Residential | Solar* Rewards | 2020 |  | n/a
Xcel Energy | 85 | 13781 | IOU | 3677893 | 4.93 | Solar |  |  | Active Application | Protected Data | Protected Data | WSG | WSG076 | Residential | Solar* Rewards | 2020 |  | n/a
Xcel Energy | 85 | 13781 | IOU | 3679074 | 0 | Solar |  |  | Active Application | Protected Data | Protected Data |  |  | Commercial | Solar* Rewards | 2020 |  | n/a
Xcel Energy | 85 | 13781 | IOU | 3679530 | 7.54 | Solar |  |  | Active Application | Protected Data | Protected Data |  |  | Residential | Solar* Rewards | 2020 |  | n/a
Xcel Energy | 85 | 13781 | IOU | 3679535 | 4.64 | Solar |  |  | Active Application | Protected Data | Protected Data |  |  | Commercial | Solar* Rewards | 2020 |  | n/a
Xcel Energy | 85 | 13781 | IOU | 3683308 | 3.48 | Solar |  |  | Active Application | Protected Data | Protected Data |  |  | Residential | Solar* Rewards | 2020 |  | n/a
Xcel Energy | 85 | 13781 | IOU | 3684379 | 1000 | Solar |  |  | Active Application | Protected Data | Protected Data | MHW | MHW311 | Community Solar Garden | Solar* Rewards Community | 2020 |  | n/a
Xcel Energy | 85 | 13781 | IOU | 3684801 | 1000 | Solar |  |  | Active Application | Protected Data | Protected Data | SDX | SDX311 | Community Solar Garden | Solar* Rewards Community | 2020 |  | n/a
Xcel Energy | 85 | 13781 | IOU | 3684818 | 1000 | Solar |  |  | Active Application | Protected Data | Protected Data | DAN | DAN021 | Community Solar Garden | Solar* Rewards Community | 2020 |  | n/a
Xcel Energy | 85 | 13781 | IOU | 3684820 | 1000 | Solar |  |  | Active Application | Protected Data | Protected Data | MGN | MGN211 | Community Solar Garden | Solar* Rewards Community | 2020 |  | n/a
Xcel Energy | 85 | 13781 | IOU | 3684826 | 1000 | Solar |  |  | Active Application | Protected Data | Protected Data | WEL | WEL021 | Community Solar Garden | Solar* Rewards Community | 2020 |  | n/a
Xcel Energy | 85 | 13781 | IOU | 3686115 | 625 | Solar |  |  | Active Application | Protected Data | Protected Data | PKL | PKL084 | Commercial | Solar* Rewards | 2020 |  | n/a
Xcel Energy | 85 | 13781 | IOU | 3686390 | 5.76 | Solar |  |  | Active Application | Protected Data | Protected Data | WSG | WSG071 | Residential | Solar* Rewards | 2020 |  | n/a
Xcel Energy | 85 | 13781 | IOU | 3687629 | 66.6 | Solar |  |  | Active Application | Protected Data | Protected Data | SCL | SCL312 | Commercial | Solar* Rewards | 2020 |  | n/a
Xcel Energy | 85 | 13781 | IOU | 3688348 | 1000 | Solar |  |  | Active Application | Protected Data | Protected Data | SCL | SCL322 | Community Solar Garden | Solar* Rewards Community | 2020 |  | n/a
Xcel Energy | 85 | 13781 | IOU | 3690110 | 1000 | Solar |  |  | Active Application | Protected Data | Protected Data | WAT | WAT221 | Community Solar Garden | Solar* Rewards Community | 2020 |  | n/a
Xcel Energy | 85 | 13781 | IOU | 3690492 | 0 | Solar |  |  | Active Application | Protected Data | Protected Data |  |  | Residential | Solar* Rewards | 2020 |  | n/a
Xcel Energy | 85 | 13781 | IOU | 3691441 | 6 | Solar |  |  | Active Application | Protected Data | Protected Data | CAF | CAF021 | Residential | Solar* Rewards | 2020 |  | n/a
Xcel Energy | 85 | 13781 | IOU | 3691470 | 633.2 | Solar |  |  | Active Application | Protected Data | Protected Data | PRR | PRR062 | Commercial | Solar* Rewards | 2020 |  | n/a
Xcel Energy | 85 | 13781 | IOU | 3691609 | 7.83 | Solar |  |  | Active Application | Protected Data | Protected Data | NOF | NOF072 | Residential | Solar* Rewards | 2020 |  | n/a
Xcel Energy | 85 | 13781 | IOU | 3692001 | 1000 | Solar |  |  | Active Application | Protected Data | Protected Data | LCR | LCR311 | Community Solar Garden | Solar* Rewards Community | 2020 |  | n/a
Xcel Energy | 85 | 13781 | IOU | 3692321 | 2.792 | Solar |  |  | Active Application | Protected Data | Protected Data | WAB | WAB021 | Residential | Solar* Rewards | 2020 |  | n/a
Xcel Energy | 85 | 13781 | IOU | 3693142 | 14.5 | Solar |  |  | Active Application | Protected Data | Protected Data |  |  | Residential | Solar* Rewards | 2020 |  | n/a
Xcel Energy | 85 | 13781 | IOU | 3696312 | 0 | Solar |  |  | Active Application | Protected Data | Protected Data |  |  | Residential | Solar* Rewards | 2020 |  | n/a
Xcel Energy | 85 | 13781 | IOU | 3696328 | 3.19 | Solar |  |  | Active Application | Protected Data | Protected Data | UPP | UPP084 | Residential | Solar* Rewards | 2020 |  | n/a
Xcel Energy | 85 | 13781 | IOU | 3697167 | 19.88 | Solar |  |  | Active Application | Protected Data | Protected Data |  |  | Commercial | Solar* Rewards | 2020 |  | n/a
Xcel Energy | 85 | 13781 | IOU | 3697171 | 0 | Solar |  |  | Active Application | Protected Data | Protected Data |  |  | Residential | Solar* Rewards | 2020 |  | n/a
Xcel Energy | 85 | 13781 | IOU | 3697206 | 19.88 | Solar |  |  | Active Application | Protected Data | Protected Data |  |  | Commercial | Solar* Rewards | 2020 |  | n/a
Xcel Energy | 85 | 13781 | IOU | 3698759 | 1000 | Solar |  |  | Active Application | Protected Data | Protected Data | LIL | LIL021 | Community Solar Garden | Solar* Rewards Community | 2020 |  | n/a
Xcel Energy | 85 | 13781 | IOU | 3702673 | 5.22 | Solar |  |  | Active Application | Protected Data | Protected Data | UPP | UPP082 | Residential | Solar* Rewards | 2020 |  | n/a
Xcel Energy | 85 | 13781 | IOU | 3704414 | 1000 | Solar |  |  | Active Application | Protected Data | Protected Data | NOF | NOF061 | Community Solar Garden | Solar* Rewards Community | 2020 |  | n/a
Xcel Energy | 85 | 13781 | IOU | 3704774 | 15.232 | Solar |  |  | Active Application | Protected Data | Protected Data |  |  | Residential | Solar* Rewards | 2020 |  | n/a
Xcel Energy | 85 | 13781 | IOU | 3704865 | 3.747 | Solar |  |  | Active Application | Protected Data | Protected Data | WCR | WCR322 | Residential | Solar* Rewards | 2020 |  | n/a
Xcel Energy | 85 | 13781 | IOU | 3706416 | 1000 | Solar |  |  | Active Application | Protected Data | Protected Data | MDF | MDF021 | Community Solar Garden | Solar* Rewards Community | 2020 |  | n/a
Xcel Energy | 85 | 13781 | IOU | 3706524 | 1000 | Solar |  |  | Active Application | Protected Data | Protected Data | WAT | WAT021 | Community Solar Garden | Solar* Rewards Community | 2020 |  | n/a
Xcel Energy | 85 | 13781 | IOU | 3706926 | 1000 | Solar |  |  | Active Application | Protected Data | Protected Data | CLC | CLC221 | Community Solar Garden | Solar* Rewards Community | 2020 |  | n/a
Xcel Energy | 85 | 13781 | IOU | 3707316 | 1000 | Solar |  |  | Active Application | Protected Data | Protected Data | WAT | WAT081 | Community Solar Garden | Solar* Rewards Community | 2020 |  | n/a
Xcel Energy | 85 | 13781 | IOU | 3707358 | 1000 | Solar |  |  | Active Application | Protected Data | Protected Data | ALB | ALB022 | Community Solar Garden | Solar* Rewards Community | 2020 |  | n/a
Xcel Energy | 85 | 13781 | IOU | 3707477 | 1000 | Solar |  |  | Active Application | Protected Data | Protected Data | ALB | ALB022 | Community Solar Garden | Solar* Rewards Community | 2020 |  | n/a
Xcel Energy | 85 | 13781 | IOU | 3707626 | 3.747 | Solar |  |  | Active Application | Protected Data | Protected Data | BRP | BRP063 | Residential | Solar* Rewards | 2020 |  | n/a
Xcel Energy | 85 | 13781 | IOU | 3707679 | 5 | Solar |  |  | Active Application | Protected Data | Protected Data | MHW | MHW311 | Residential | Solar* Rewards | 2020 |  | n/a
Xcel Energy | 85 | 13781 | IOU | 3708312 | 5 | Solar |  |  | Active Application | Protected Data | Protected Data | WEB | WEB021 | Residential | Solar* Rewards | 2020 |  | n/a
Xcel Energy | 85 | 13781 | IOU | 3709002 | 0 | Solar |  |  | Active Application | Protected Data | Protected Data |  |  | Residential | Solar* Rewards | 2020 |  | n/a
Xcel Energy | 85 | 13781 | IOU | 3709440 | 6.67 | Solar |  |  | Active Application | Protected Data | Protected Data | MEL | MEL087 | Residential | Solar* Rewards | 2020 |  | n/a
Xcel Energy | 85 | 13781 | IOU | 3710165 | 400 | Solar |  |  | Active Application | Protected Data | Protected Data | GRC | GRC311 | Commercial | Solar* Rewards | 2020 |  | n/a
Xcel Energy | 85 | 13781 | IOU | 3710352 | 3.48 | Solar |  |  | Active Application | Protected Data | Protected Data | SOU | SOU063 | Residential | Solar* Rewards | 2020 |  | n/a
Xcel Energy | 85 | 13781 | IOU | 3716391 | 11.39 | Solar |  |  | Active Application | Protected Data | Protected Data | MHW | MHW311 | Residential | Solar* Rewards | 2020 |  | n/a
Xcel Energy | 85 | 13781 | IOU | 3716848 | 3.19 | Solar |  |  | Active Application | Protected Data | Protected Data |  |  | Residential | Solar* Rewards | 2020 |  | n/a
Xcel Energy | 85 | 13781 | IOU | 3719182 | 10.47 | Solar |  |  | Active Application | Protected Data | Protected Data | AFT | AFT315 | Residential | Solar* Rewards | 2020 |  | n/a
Xcel Energy | 85 | 13781 | IOU | 3726563 | 7.616 | Solar |  |  | Active Application | Protected Data | Protected Data | HUG | HUG321 | Residential | Solar* Rewards | 2020 |  | n/a
Xcel Energy | 85 | 13781 | IOU | 3727118 | 7.616 | Solar |  |  | Active Application | Protected Data | Protected Data | DOC | DOC031 | Residential | Solar* Rewards | 2020 |  | n/a
Xcel Energy | 85 | 13781 | IOU | 3727125 | 1000 | Solar |  |  | Active Application | Protected Data | Protected Data | COK | COK061 | Community Solar Garden | Solar* Rewards Community | 2020 |  | n/a
Xcel Energy | 85 | 13781 | IOU | 3729972 | 13.84 | Solar |  |  | Active Application | Protected Data | Protected Data | HUG | HUG321 | Residential | Solar* Rewards | 2020 |  | n/a
Xcel Energy | 85 | 13781 | IOU | 3730101 | 1000 | Solar |  |  | Active Application | Protected Data | Protected Data | PAT | PAT312 | Community Solar Garden | Solar* Rewards Community | 2020 |  | n/a
Xcel Energy | 85 | 13781 | IOU | 3730535 | 19.988 | Solar |  |  | Active Application | Protected Data | Protected Data | WRR | WRR075 | Commercial | Solar* Rewards | 2020 |  | n/a
Xcel Energy | 85 | 13781 | IOU | 3733347 | 5.52 | Solar |  |  | Active Application | Protected Data | Protected Data | FRM | FRM071 | Residential | Solar* Rewards | 2020 |  | n/a
Xcel Energy | 85 | 13781 | IOU | 3733914 | 0 | Solar |  |  | Active Application | Protected Data | Protected Data |  |  | Residential | Solar* Rewards | 2020 |  | n/a
Xcel Energy | 85 | 13781 | IOU | 3734030 | 7.678 | Solar |  |  | Active Application | Protected Data | Protected Data |  |  | Residential | Solar* Rewards | 2020 |  | n/a
Xcel Energy | 85 | 13781 | IOU | 3734377 | 0 | Solar |  |  | Active Application | Protected Data | Protected Data |  |  | Residential | Solar* Rewards | 2020 |  | n/a
Xcel Energy | 85 | 13781 | IOU | 3735399 | 9.94 | Solar |  |  | Active Application | Protected Data | Protected Data | SDX | SDX312 | Residential | Solar* Rewards | 2020 |  | n/a
Xcel Energy | 85 | 13781 | IOU | 3735840 | 1000 | Solar |  |  | Active Application | Protected Data | Protected Data | WAB | WAB031 | Community Solar Garden | Solar* Rewards Community | 2020 |  | n/a
Xcel Energy | 85 | 13781 | IOU | 3735946 | 1000 | Solar |  |  | Active Application | Protected Data | Protected Data | PAT | PAT312 | Community Solar Garden | Solar* Rewards Community | 2020 |  | n/a
Xcel Energy | 85 | 13781 | IOU | 3739219 | 3.747 | Solar |  |  | Active Application | Protected Data | Protected Data | HWW | HWW074 | Residential | Solar* Rewards | 2020 |  | n/a
Xcel Energy | 85 | 13781 | IOU | 3739248 | 0 | Solar |  |  | Active Application | Protected Data | Protected Data |  |  | Residential | Solar* Rewards | 2020 |  | n/a
Xcel Energy | 85 | 13781 | IOU | 3740390 | 15.048 | Solar |  |  | Active Application | Protected Data | Protected Data | LCR | LCR311 | Residential | Solar* Rewards | 2020 |  | n/a
Xcel Energy | 85 | 13781 | IOU | 3740551 | 11.866 | Solar |  |  | Active Application | Protected Data | Protected Data | DND | DND072 | Commercial | Solar* Rewards | 2020 |  | n/a
Xcel Energy | 85 | 13781 | IOU | 3740639 | 166.5 | Solar |  |  | Active Application | Protected Data | Protected Data | EDA | EDA078 | Commercial | Solar* Rewards | 2020 |  | n/a
Xcel Energy | 85 | 13781 | IOU | 3741971 | 9.94 | Solar |  |  | Active Application | Protected Data | Protected Data | PIL | PIL022 | Commercial | Solar* Rewards | 2020 |  | n/a
Xcel Energy | 85 | 13781 | IOU | 3742895 | 1000 | Solar |  |  | Active Application | Protected Data | Protected Data | WAT | WAT081 | Community Solar Garden | Solar* Rewards Community | 2020 |  | n/a
Xcel Energy | 85 | 13781 | IOU | 3744762 | 1000 | Solar |  |  | Active Application | Protected Data | Protected Data | LAF | LAF001 | Community Solar Garden | Solar* Rewards Community | 2020 |  | n/a
Xcel Energy | 85 | 13781 | IOU | 3745807 | 9.994 | Solar |  |  | Active Application | Protected Data | Protected Data |  |  | Residential | Solar* Rewards | 2020 |  | n/a
Xcel Energy | 85 | 13781 | IOU | 3745881 | 166.6 | Solar |  |  | Active Application | Protected Data | Protected Data | HAS | HAS032 | Commercial | Solar* Rewards | 2020 |  | n/a
Xcel Energy | 85 | 13781 | IOU | 3745916 | 100 | Solar |  |  | Active Application | Protected Data | Protected Data | IDA | IDA073 | Commercial | Solar* Rewards | 2020 |  | n/a
Xcel Energy | 85 | 13781 | IOU | 3745924 | 100 | Solar |  |  | Active Application | Protected Data | Protected Data | MPK | MPK083 | Commercial | Solar* Rewards | 2020 |  | n/a
Xcel Energy | 85 | 13781 | IOU | 3745928 | 166.6 | Solar |  |  | Active Application | Protected Data | Protected Data | GNL | GNL062 | Commercial | Solar* Rewards | 2020 |  | n/a
Xcel Energy | 85 | 13781 | IOU | 3746284 | 14.5 | Solar |  |  | Active Application | Protected Data | Protected Data |  |  | Residential | Solar* Rewards | 2020 |  | n/a
Xcel Energy | 85 | 13781 | IOU | 3746304 | 7.616 | Solar |  |  | Active Application | Protected Data | Protected Data |  |  | Residential | Solar* Rewards | 2020 |  | n/a
Xcel Energy | 85 | 13781 | IOU | 3746354 | 0 | Solar |  |  | Active Application | Protected Data | Protected Data |  |  | Commercial | Solar* Rewards | 2020 |  | n/a
Xcel Energy | 85 | 13781 | IOU | 3746358 | 34.17 | Solar |  |  | Active Application | Protected Data | Protected Data |  |  | Commercial | Solar* Rewards | 2020 |  | n/a
Xcel Energy | 85 | 13781 | IOU | 3746414 | 90.147 | Solar |  |  | Active Application | Protected Data | Protected Data | SMT | SMT062 | Commercial | Solar* Rewards | 2020 |  | n/a
Xcel Energy | 85 | 13781 | IOU | 3746521 | 11.39 | Solar |  |  | Active Application | Protected Data | Protected Data | NOF | NOF061 | Residential | Solar* Rewards | 2020 |  | n/a
Xcel Energy | 85 | 13781 | IOU | 3746886 | 3.747 | Solar |  |  | Active Application | Protected Data | Protected Data | WTN | WTN061 | Residential | Solar* Rewards | 2020 |  | n/a
Xcel Energy | 85 | 13781 | IOU | 3747392 | 99.9 | Solar |  |  | Active Application | Protected Data | Protected Data | TWL | TWL065 | Commercial | Solar* Rewards | 2020 |  | n/a
Xcel Energy | 85 | 13781 | IOU | 3747603 | 1000 | Solar |  |  | Active Application | Protected Data | Protected Data | PAT | PAT312 | Community Solar Garden | Solar* Rewards Community | 2020 |  | n/a
Xcel Energy | 85 | 13781 | IOU | 3747630 | 6 | Solar |  |  | Active Application | Protected Data | Protected Data |  |  | Commercial | Solar* Rewards | 2020 |  | n/a
Xcel Energy | 85 | 13781 | IOU | 3747722 | 6 | Solar |  |  | Active Application | Protected Data | Protected Data |  |  | Commercial | Solar* Rewards | 2020 |  | n/a
Xcel Energy | 85 | 13781 | IOU | 3747760 | 6 | Solar |  |  | Active Application | Protected Data | Protected Data |  |  | Commercial | Solar* Rewards | 2020 |  | n/a
Xcel Energy | 85 | 13781 | IOU | 3747793 | 12 | Solar |  |  | Active Application | Protected Data | Protected Data |  |  | Commercial | Solar* Rewards | 2020 |  | n/a
Xcel Energy | 85 | 13781 | IOU | 3747821 | 2.4 | Solar |  |  | Active Application | Protected Data | Protected Data | MOL | MOL079 | Residential | Solar* Rewards | 2020 |  | n/a
Xcel Energy | 85 | 13781 | IOU | 3747848 | 6 | Solar |  |  | Active Application | Protected Data | Protected Data |  |  | Commercial | Solar* Rewards | 2020 |  | n/a
Xcel Energy | 85 | 13781 | IOU | 3747958 | 8.12 | Solar |  |  | Active Application | Protected Data | Protected Data | ECK | ECK082 | Residential | Solar* Rewards | 2020 |  | n/a
Xcel Energy | 85 | 13781 | IOU | 3748104 | 0 | Solar |  |  | Active Application | Protected Data | Protected Data |  |  | Residential | Solar* Rewards | 2020 |  | n/a
Xcel Energy | 85 | 13781 | IOU | 3748192 | 1000 | Solar |  |  | Active Application | Protected Data | Protected Data | FSL | FSL311 | Community Solar Garden | Solar* Rewards Community | 2020 |  | n/a
Xcel Energy | 85 | 13781 | IOU | 3748253 | 0 | Solar |  |  | Active Application | Protected Data | Protected Data |  |  | Residential | Solar* Rewards | 2020 |  | n/a
Xcel Energy | 85 | 13781 | IOU | 3748572 | 1000 | Solar |  |  | Active Application | Protected Data | Protected Data | MAZ | MAZ021 | Community Solar Garden | Solar* Rewards Community | 2020 |  | n/a
Xcel Energy | 85 | 13781 | IOU | 3748789 | 6.09 | Solar |  |  | Active Application | Protected Data | Protected Data | MPK | MPK076 | Residential | Solar* Rewards | 2020 |  | n/a
Xcel Energy | 85 | 13781 | IOU | 3749225 | 38.02 | Solar |  |  | Active Application | Protected Data | Protected Data | MST | MST075 | Commercial | Solar* Rewards | 2020 |  | n/a
Xcel Energy | 85 | 13781 | IOU | 3749450 | 23.51 | Solar |  |  | Active Application | Protected Data | Protected Data | MST | MST075 | Residential | Solar* Rewards | 2020 |  | n/a
Xcel Energy | 85 | 13781 | IOU | 3749485 | 39.998 | Solar |  |  | Active Application | Protected Data | Protected Data | MST | MST075 | Commercial | Solar* Rewards | 2020 |  | n/a
Xcel Energy | 85 | 13781 | IOU | 3749487 | 7.616 | Solar |  |  | Active Application | Protected Data | Protected Data | SLP | SLP095 | Residential | Solar* Rewards | 2020 |  | n/a
Xcel Energy | 85 | 13781 | IOU | 3749511 | 60 | Solar |  |  | Active Application | Protected Data | Protected Data | MST | MST075 | Commercial | Solar* Rewards | 2020 |  | n/a
Xcel Energy | 85 | 13781 | IOU | 3749531 | 34.17 | Solar |  |  | Active Application | Protected Data | Protected Data | HWW | HWW075 | Commercial | Solar* Rewards | 2020 |  | n/a
Xcel Energy | 85 | 13781 | IOU | 3749598 | 39.17 | Solar |  |  | Active Application | Protected Data | Protected Data | HWW | HWW075 | Commercial | Solar* Rewards | 2020 |  | n/a
Xcel Energy | 85 | 13781 | IOU | 3749667 | 5.04 | Solar |  |  | Active Application | Protected Data | Protected Data | REW | REW033 | Residential | Solar* Rewards | 2020 |  | n/a
Xcel Energy | 85 | 13781 | IOU | 3750390 | 4.64 | Solar |  |  | Active Application | Protected Data | Protected Data | WCS | WCS064 | Commercial | Solar* Rewards | 2020 |  | n/a
Xcel Energy | 85 | 13781 | IOU | 3750668 | 29.982 | Solar |  |  | Active Application | Protected Data | Protected Data | HWW | HWW075 | Commercial | Solar* Rewards | 2020 |  | n/a
Xcel Energy | 85 | 13781 | IOU | 3750675 | 17.4 | Solar |  |  | Active Application | Protected Data | Protected Data | WSG | WSG352 | Residential | Solar* Rewards | 2020 |  | n/a
Xcel Energy | 85 | 13781 | IOU | 3750812 | 34.17 | Solar |  |  | Active Application | Protected Data | Protected Data | HWW | HWW075 | Commercial | Solar* Rewards | 2020 |  | n/a
Xcel Energy | 85 | 13781 | IOU | 3750837 | 1000 | Solar |  |  | Active Application | Protected Data | Protected Data | SCH | SCH211 | Community Solar Garden | Solar* Rewards Community | 2020 |  | n/a
Xcel Energy | 85 | 13781 | IOU | 3750893 | 34.17 | Solar |  |  | Active Application | Protected Data | Protected Data | HWW | HWW075 | Commercial | Solar* Rewards | 2020 |  | n/a
Xcel Energy | 85 | 13781 | IOU | 3751067 | 375 | Solar |  |  | Active Application | Protected Data | Protected Data | YLM | YLM211 | Commercial | Solar* Rewards | 2020 |  | n/a
Xcel Energy | 85 | 13781 | IOU | 3752820 | 43.53 | Solar |  |  | Active Application | Protected Data | Protected Data | MPK | MPK068 | Commercial | Solar* Rewards | 2020 |  | n/a
Xcel Energy | 85 | 13781 | IOU | 3753460 | 100 | Solar |  |  | Active Application | Protected Data | Protected Data | ALD | ALD082 | Commercial | Solar* Rewards | 2020 |  | n/a
Xcel Energy | 85 | 13781 | IOU | 3753759 | 1000 | Solar |  |  | Active Application | Protected Data | Protected Data | PAT | PAT312 | Community Solar Garden | Solar* Rewards Community | 2020 |  | n/a
Xcel Energy | 85 | 13781 | IOU | 3753787 | 1000 | Solar |  |  | Active Application | Protected Data | Protected Data | MNV | MNV211 | Community Solar Garden | Solar* Rewards Community | 2020 |  | n/a
Xcel Energy | 85 | 13781 | IOU | 3753790 | 1000 | Solar |  |  | Active Application | Protected Data | Protected Data | WEB | WEB021 | Community Solar Garden | Solar* Rewards Community | 2020 |  | n/a
Xcel Energy | 85 | 13781 | IOU | 3753796 | 1000 | Solar |  |  | Active Application | Protected Data | Protected Data | WEB | WEB021 | Community Solar Garden | Solar* Rewards Community | 2020 |  | n/a
Xcel Energy | 85 | 13781 | IOU | 3753797 | 1000 | Solar |  |  | Active Application | Protected Data | Protected Data | WEB | WEB021 | Community Solar Garden | Solar* Rewards Community | 2020 |  | n/a
Xcel Energy | 85 | 13781 | IOU | 3753805 | 1000 | Solar |  |  | Active Application | Protected Data | Protected Data | AVR | AVR081 | Community Solar Garden | Solar* Rewards Community | 2020 |  | n/a
Xcel Energy | 85 | 13781 | IOU | 3754090 | 9.423 | Solar |  |  | Active Application | Protected Data | Protected Data | OAD | OAD073 | Residential | Solar* Rewards | 2020 |  | n/a
Xcel Energy | 85 | 13781 | IOU | 3754114 | 12 | Solar |  |  | Active Application | Protected Data | Protected Data |  |  | Commercial | Solar* Rewards | 2020 |  | n/a
Xcel Energy | 85 | 13781 | IOU | 3755029 | 9.772 | Solar |  |  | Active Application | Protected Data | Protected Data | WWK | WWK311 | Residential | Solar* Rewards | 2020 |  | n/a
Xcel Energy | 85 | 13781 | IOU | 3757486 | 9.28 | Solar |  |  | Active Application | Protected Data | Protected Data | RLK | RLK065 | Residential | Solar* Rewards | 2020 |  | n/a
Xcel Energy | 85 | 13781 | IOU | 3758408 | 1000 | Solar |  |  | Active Application | Protected Data | Protected Data | YLM | YLM211 | Community Solar Garden | Solar* Rewards Community | 2020 |  | n/a
Xcel Energy | 85 | 13781 | IOU | 3758428 | 1000 | Solar |  |  | Active Application | Protected Data | Protected Data | NOF | NOF061 | Community Solar Garden | Solar* Rewards Community | 2020 |  | n/a
Xcel Energy | 85 | 13781 | IOU | 3758704 | 11.39 | Solar |  |  | Active Application | Protected Data | Protected Data | AFT | AFT314 | Residential | Solar* Rewards | 2020 |  | n/a
Xcel Energy | 85 | 13781 | IOU | 3758880 | 0 | Solar |  |  | Active Application | Protected Data | Protected Data |  |  | Residential | Solar* Rewards | 2020 |  | n/a
Xcel Energy | 85 | 13781 | IOU | 3759033 | 5 | Solar |  |  | Active Application | Protected Data | Protected Data | MHW | MHW311 | Residential | Solar* Rewards | 2020 |  | n/a
Xcel Energy | 85 | 13781 | IOU | 3761668 | 1000 | Solar |  |  | Active Application | Protected Data | Protected Data | SCH | SCH211 | Community Solar Garden | Solar* Rewards Community | 2020 |  | n/a
Xcel Energy | 85 | 13781 | IOU | 3761680 | 1000 | Solar |  |  | Active Application | Protected Data | Protected Data | SCH | SCH211 | Community Solar Garden | Solar* Rewards Community | 2020 |  | n/a
Xcel Energy | 85 | 13781 | IOU | 3761811 | 1000 | Solar |  |  | Active Application | Protected Data | Protected Data | MEK | MEK021 | Community Solar Garden | Solar* Rewards Community | 2020 |  | n/a
Xcel Energy | 85 | 13781 | IOU | 3762000 | 0 | Solar |  |  | Active Application | Protected Data | Protected Data |  |  | Residential | Solar* Rewards | 2020 |  | n/a
Xcel Energy | 85 | 13781 | IOU | 3766558 | 4.64 | Solar |  |  | Active Application | Protected Data | Protected Data | MPK | MPK068 | Residential | Solar* Rewards | 2020 |  | n/a
Xcel Energy | 85 | 13781 | IOU | 3766811 | 1000 | Solar |  |  | Active Application | Protected Data | Protected Data | LAY | LAY061 | Community Solar Garden | Solar* Rewards Community | 2020 |  | n/a
Xcel Energy | 85 | 13781 | IOU | 3766969 | 1000 | Solar |  |  | Active Application | Protected Data | Protected Data | LAY | LAY061 | Community Solar Garden | Solar* Rewards Community | 2020 |  | n/a
Xcel Energy | 85 | 13781 | IOU | 3768365 | 220 | Solar |  |  | Active Application | Protected Data | Protected Data |  |  | Residential | Solar* Rewards | 2020 |  | n/a
Xcel Energy | 85 | 13781 | IOU | 3770465 | 400 | Solar |  |  | Active Application | Protected Data | Protected Data | PKL | PKL061 | Commercial | Solar* Rewards | 2020 |  | n/a
Xcel Energy | 85 | 13781 | IOU | 3770623 | 9.994 | Solar |  |  | Active Application | Protected Data | Protected Data | DBL | DBL068 | Commercial | Solar* Rewards | 2020 |  | n/a
Xcel Energy | 85 | 13781 | IOU | 3770846 | 200 | Solar |  |  | Active Application | Protected Data | Protected Data | EDA | EDA066 | Commercial | Solar* Rewards | 2020 |  | n/a
Xcel Energy | 85 | 13781 | IOU | 3772803 | 3.747 | Solar |  |  | Active Application | Protected Data | Protected Data | EDA | EDA071 | Residential | Solar* Rewards | 2020 |  | n/a
Xcel Energy | 85 | 13781 | IOU | 3772845 | 220 | Solar |  |  | Active Application | Protected Data | Protected Data |  |  | Residential | Solar* Rewards | 2020 |  | n/a
Xcel Energy | 85 | 13781 | IOU | 3773048 | 9.28 | Solar |  |  | Active Application | Protected Data | Protected Data | CHI | CHI311 | Residential | Solar* Rewards | 2020 |  | n/a
Xcel Energy | 85 | 13781 | IOU | 3773177 | 12 | Solar |  |  | Active Application | Protected Data | Protected Data |  |  | Residential | Solar* Rewards | 2020 |  | n/a
Xcel Energy | 85 | 13781 | IOU | 3773313 | 5 | Solar |  |  | Active Application | Protected Data | Protected Data | XRD | XRD077 | Commercial | Solar* Rewards | 2020 |  | n/a
Xcel Energy | 85 | 13781 | IOU | 3773463 | 437.5 | Solar |  |  | Active Application | Protected Data | Protected Data | GSL | GSL076 | Commercial | Solar* Rewards | 2020 |  | n/a
Xcel Energy | 85 | 13781 | IOU | 3773795 | 1000 | Solar |  |  | Active Application | Protected Data | Protected Data | BEL | BEL061 | Community Solar Garden | Solar* Rewards Community | 2020 |  | n/a
Xcel Energy | 85 | 13781 | IOU | 3773852 | 1000 | Solar |  |  | Active Application | Protected Data | Protected Data | COK | COK061 | Community Solar Garden | Solar* Rewards Community | 2020 |  | n/a
Xcel Energy | 85 | 13781 | IOU | 3773957 | 9.994 | Solar |  |  | Active Application | Protected Data | Protected Data | DBL | DBL068 | Commercial | Solar* Rewards | 2020 |  | n/a
Xcel Energy | 85 | 13781 | IOU | 3774022 | 13.741 | Solar |  |  | Active Application | Protected Data | Protected Data | DBL | DBL065 | Commercial | Solar* Rewards | 2020 |  | n/a
Xcel Energy | 85 | 13781 | IOU | 3774476 | 5 | Solar |  |  | Active Application | Protected Data | Protected Data | SCL | SCL322 | Residential | Solar* Rewards | 2020 |  | n/a
Xcel Energy | 85 | 13781 | IOU | 3775452 | 43.2 | Solar |  |  | Active Application | Protected Data | Protected Data | KOL | KOL065 | Commercial | Solar* Rewards | 2020 |  | n/a
Xcel Energy | 85 | 13781 | IOU | 3775618 | 7.25 | Solar |  |  | Active Application | Protected Data | Protected Data | RAM | RAM071 | Residential | Solar* Rewards | 2020 |  | n/a
Xcel Energy | 85 | 13781 | IOU | 3775648 | 1000 | Solar |  |  | Active Application | Protected Data | Protected Data | SDX | SDX311 | Community Solar Garden | Solar* Rewards Community | 2020 |  | n/a
Xcel Energy | 85 | 13781 | IOU | 3775871 | 7.616 | Solar |  |  | Active Application | Protected Data | Protected Data |  |  | Residential | Solar* Rewards | 2020 |  | n/a
Xcel Energy | 85 | 13781 | IOU | 3776605 | 6 | Solar |  |  | Active Application | Protected Data | Protected Data |  |  | Residential | Solar* Rewards | 2020 |  | n/a
Xcel Energy | 85 | 13781 | IOU | 3776702 | 6 | Solar |  |  | Active Application | Protected Data | Protected Data |  |  | Commercial | Solar* Rewards | 2020 |  | n/a
Xcel Energy | 85 | 13781 | IOU | 3776725 | 6 | Solar |  |  | Active Application | Protected Data | Protected Data |  |  | Residential | Solar* Rewards | 2020 |  | n/a
Xcel Energy | 85 | 13781 | IOU | 3776758 | 6 | Solar |  |  | Active Application | Protected Data | Protected Data |  |  | Residential | Solar* Rewards | 2020 |  | n/a
Xcel Energy | 85 | 13781 | IOU | 3776788 | 6 | Solar |  |  | Active Application | Protected Data | Protected Data |  |  | Commercial | Solar* Rewards | 2020 |  | n/a
Xcel Energy | 85 | 13781 | IOU | 3776819 | 3.36 | Solar |  |  | Active Application | Protected Data | Protected Data |  |  | Residential | Solar* Rewards | 2020 |  | n/a
Xcel Energy | 85 | 13781 | IOU | 3776871 | 1000 | Solar |  |  | Active Application | Protected Data | Protected Data | BFL | BFL021 | Community Solar Garden | Solar* Rewards Community | 2020 |  | n/a
Xcel Energy | 85 | 13781 | IOU | 3776964 | 1000 | Solar |  |  | Active Application | Protected Data | Protected Data | BFL | BFL021 | Community Solar Garden | Solar* Rewards Community | 2020 |  | n/a
Xcel Energy | 85 | 13781 | IOU | 3777376 | 5 | Solar |  |  | Active Application | Protected Data | Protected Data |  |  | Residential | Solar* Rewards | 2020 |  | n/a
Xcel Energy | 85 | 13781 | IOU | 3778967 | 3.747 | Solar |  |  | Active Application | Protected Data | Protected Data | GNL | GNL072 | Residential | Solar* Rewards | 2020 |  | n/a
Xcel Energy | 85 | 13781 | IOU | 3779072 | 6 | Solar |  |  | Active Application | Protected Data | Protected Data |  |  | Residential | Solar* Rewards | 2020 |  | n/a
Xcel Energy | 85 | 13781 | IOU | 3779912 | 1000 | Solar |  |  | Active Application | Protected Data | Protected Data | MAZ | MAZ021 | Community Solar Garden | Solar* Rewards Community | 2020 |  | n/a
Xcel Energy | 85 | 13781 | IOU | 3781335 | 125 | Solar |  |  | Active Application | Protected Data | Protected Data | TER | TER083 | Community Solar Garden | Solar* Rewards Community | 2020 |  | n/a
Xcel Energy | 85 | 13781 | IOU | 3782138 | 7.616 | Solar |  |  | Active Application | Protected Data | Protected Data |  |  | Residential | Solar* Rewards | 2020 |  | n/a
Xcel Energy | 85 | 13781 | IOU | 3782206 | 3.77 | Solar |  |  | Active Application | Protected Data | Protected Data | MPK | MPK082 | Residential | Solar* Rewards | 2020 |  | n/a
Xcel Energy | 85 | 13781 | IOU | 3782595 | 6.38 | Solar |  |  | Active Application | Protected Data | Protected Data | MPK | MPK063 | Residential | Solar* Rewards | 2020 |  | n/a
Xcel Energy | 85 | 13781 | IOU | 3787984 | 0 | Solar |  |  | Active Application | Protected Data | Protected Data |  |  | Residential | Solar* Rewards | 2020 |  | n/a
Xcel Energy | 85 | 13781 | IOU | 3788355 | 6 | Solar |  |  | Active Application | Protected Data | Protected Data |  |  | Commercial | Solar* Rewards | 2020 |  | n/a
Xcel Energy | 85 | 13781 | IOU | 3788736 | 300 | Solar |  |  | Active Application | Protected Data | Protected Data | CNC | CNC062 | Commercial | Solar* Rewards | 2020 |  | n/a
Xcel Energy | 85 | 13781 | IOU | 3789161 | 0 | Solar |  |  | Active Application | Protected Data | Protected Data |  |  | Residential | Solar* Rewards | 2020 |  | n/a
Xcel Energy | 85 | 13781 | IOU | 3789169 | 50 | Solar |  |  | Active Application | Protected Data | Protected Data |  |  | Residential | Solar* Rewards | 2020 |  | n/a
Xcel Energy | 85 | 13781 | IOU | 3790075 | 750 | Solar |  |  | Active Application | Protected Data | Protected Data | FIC | FIC022 | Commercial | Solar* Rewards | 2020 |  | n/a
Xcel Energy | 85 | 13781 | IOU | 3790306 | 6 | Solar |  |  | Active Application | Protected Data | Protected Data |  |  | Residential | Solar* Rewards | 2020 |  | n/a
Xcel Energy | 85 | 13781 | IOU | 3790529 | 1000 | Solar |  |  | Active Application | Protected Data | Protected Data | LAC | LAC063 | Community Solar Garden | Solar* Rewards Community | 2020 |  | n/a
Xcel Energy | 85 | 13781 | IOU | 3791225 | 3.19 | Solar |  |  | Active Application | Protected Data | Protected Data | SAV | SAV071 | Residential | Solar* Rewards | 2020 |  | n/a
Xcel Energy | 85 | 13781 | IOU | 3792551 | 1000 | Solar |  |  | Active Application | Protected Data | Protected Data | AFT | AFT314 | Community Solar Garden | Solar* Rewards Community | 2020 |  | n/a
Xcel Energy | 85 | 13781 | IOU | 3792567 | 1000 | Solar |  |  | Active Application | Protected Data | Protected Data | NOF | NOF061 | Community Solar Garden | Solar* Rewards Community | 2020 |  | n/a
Xcel Energy | 85 | 13781 | IOU | 3792716 | 1000 | Solar |  |  | Active Application | Protected Data | Protected Data | SMT | SMT072 | Community Solar Garden | Solar* Rewards Community | 2020 |  | n/a
Xcel Energy | 85 | 13781 | IOU | 3793295 | 39.976 | Solar |  |  | Active Application | Protected Data | Protected Data | ALD | ALD085 | Residential | Solar* Rewards | 2020 |  | n/a
Xcel Energy | 85 | 13781 | IOU | 3793511 | 0 | Solar |  |  | Active Application | Protected Data | Protected Data |  |  | Residential | Solar* Rewards | 2020 |  | n/a
Xcel Energy | 85 | 13781 | IOU | 3793536 | 12 | Solar |  |  | Active Application | Protected Data | Protected Data | HSN | HSN321 | Residential | Solar* Rewards | 2020 |  | n/a
Xcel Energy | 85 | 13781 | IOU | 3793554 | 366.6 | Solar |  |  | Active Application | Protected Data | Protected Data | OSS | OSS072 | Commercial | Solar* Rewards | 2020 |  | n/a
Xcel Energy | 85 | 13781 | IOU | 3793881 | 5.04 | Solar |  |  | Active Application | Protected Data | Protected Data | SOU | SOU063 | Residential | Solar* Rewards | 2020 |  | n/a
Xcel Energy | 85 | 13781 | IOU | 3794038 | 0 | Solar |  |  | Active Application | Protected Data | Protected Data |  |  | Commercial | Solar* Rewards | 2020 |  | n/a
Xcel Energy | 85 | 13781 | IOU | 3795821 | 266.6 | Solar |  |  | Active Application | Protected Data | Protected Data | OSS | OSS072 | Commercial | Solar* Rewards | 2020 |  | n/a
Xcel Energy | 85 | 13781 | IOU | 3796066 | 1000 | Solar |  |  | Active Application | Protected Data | Protected Data | MAZ | MAZ021 | Community Solar Garden | Solar* Rewards Community | 2020 |  | n/a
Xcel Energy | 85 | 13781 | IOU | 3796094 | 5 | Solar |  |  | Active Application | Protected Data | Protected Data | SOU | SOU063 | Residential | Solar* Rewards | 2020 |  | n/a
Xcel Energy | 85 | 13781 | IOU | 3796323 | 10.47 | Solar |  |  | Active Application | Protected Data | Protected Data | LIN | LIN031 | Residential | Solar* Rewards | 2020 |  | n/a
Xcel Energy | 85 | 13781 | IOU | 3796836 | 0 | Solar |  |  | Active Application | Protected Data | Protected Data |  |  | Residential | Solar* Rewards | 2020 |  | n/a
Xcel Energy | 85 | 13781 | IOU | 3799888 | 0 | Solar |  |  | Active Application | Protected Data | Protected Data |  |  | Residential | Solar* Rewards | 2020 |  | n/a
Xcel Energy | 85 | 13781 | IOU | 3800129 | 0 | Solar |  |  | Active Application | Protected Data | Protected Data |  |  | Residential | Solar* Rewards | 2020 |  | n/a
Xcel Energy | 85 | 13781 | IOU | 3800149 | 0 | Solar |  |  | Active Application | Protected Data | Protected Data |  |  | Residential | Solar* Rewards | 2020 |  | n/a
Xcel Energy | 85 | 13781 | IOU | 3800152 | 0 | Solar |  |  | Active Application | Protected Data | Protected Data |  |  | Residential | Solar* Rewards | 2020 |  | n/a
Xcel Energy | 85 | 13781 | IOU | 3800160 | 1000 | Solar |  |  | Active Application | Protected Data | Protected Data | MHW | MHW311 | Community Solar Garden | Solar* Rewards Community | 2020 |  | n/a
Xcel Energy | 85 | 13781 | IOU | 3800408 | 4.64 | Solar |  |  | Active Application | Protected Data | Protected Data | SOU | SOU082 | Residential | Solar* Rewards | 2020 |  | n/a
Xcel Energy | 85 | 13781 | IOU | 3800421 | 9.52 | Solar |  |  | Active Application | Protected Data | Protected Data | LLK | LLK061 | Residential | Solar* Rewards | 2020 |  | n/a
Xcel Energy | 85 | 13781 | IOU | 3800470 | 0 | Solar |  |  | Active Application | Protected Data | Protected Data |  |  | Residential | Solar* Rewards | 2020 |  | n/a
Xcel Energy | 85 | 13781 | IOU | 3800589 | 5 | Solar |  |  | Active Application | Protected Data | Protected Data | TWL | TWL067 | Residential | Solar* Rewards | 2020 |  | n/a
Xcel Energy | 85 | 13781 | IOU | 3803373 | 1000 | Solar |  |  | Active Application | Protected Data | Protected Data | WAS | WAS092 | Community Solar Garden | Solar* Rewards Community | 2020 |  | n/a
Xcel Energy | 85 | 13781 | IOU | 3803772 | 0 | Solar |  |  | Active Application | Protected Data | Protected Data |  |  | Residential | Solar* Rewards | 2020 |  | n/a
Xcel Energy | 85 | 13781 | IOU | 3804216 | 1000 | Solar |  |  | Active Application | Protected Data | Protected Data | WEL | WEL021 | Community Solar Garden | Solar* Rewards Community | 2020 |  | n/a
Xcel Energy | 85 | 13781 | IOU | 3805927 | 1000 | Solar |  |  | Active Application | Protected Data | Protected Data | YLM | YLM212 | Community Solar Garden | Solar* Rewards Community | 2020 |  | n/a
Xcel Energy | 85 | 13781 | IOU | 3806020 | 1000 | Solar |  |  | Active Application | Protected Data | Protected Data | RED | RED091 | Community Solar Garden | Solar* Rewards Community | 2020 |  | n/a
Xcel Energy | 85 | 13781 | IOU | 3806043 | 1000 | Solar |  |  | Active Application | Protected Data | Protected Data | PAT | PAT312 | Community Solar Garden | Solar* Rewards Community | 2020 |  | n/a
Xcel Energy | 85 | 13781 | IOU | 3806974 | 7.616 | Solar |  |  | Active Application | Protected Data | Protected Data | WYO | WYO032 | Residential | Solar* Rewards | 2020 |  | n/a
Xcel Energy | 85 | 13781 | IOU | 3808809 | 250.36 | Solar |  |  | Active Application | Protected Data | Protected Data | APA | APA078 | Community Solar Garden | Solar* Rewards Community | 2020 |  | n/a
Xcel Energy | 85 | 13781 | IOU | 3809265 | 1000 | Solar |  |  | Active Application | Protected Data | Protected Data | SDX | SDX311 | Community Solar Garden | Solar* Rewards Community | 2020 |  | n/a
Xcel Energy | 85 | 13781 | IOU | 3809415 | 5 | Solar |  |  | Active Application | Protected Data | Protected Data | DGC | DGC061 | Residential | Solar* Rewards | 2020 |  | n/a
Xcel Energy | 85 | 13781 | IOU | 3810106 | 1000 | Solar |  |  | Active Application | Protected Data | Protected Data | WIN | WIN043 | Community Solar Garden | Solar* Rewards Community | 2020 |  | n/a
Xcel Energy | 85 | 13781 | IOU | 3810790 | 4.64 | Solar |  |  | Active Application | Protected Data | Protected Data | RLK | RLK071 | Residential | Solar* Rewards | 2020 |  | n/a
Xcel Energy | 85 | 13781 | IOU | 3810797 | 5.22 | Solar |  |  | Active Application | Protected Data | Protected Data | TER | TER071 | Residential | Solar* Rewards | 2020 |  | n/a
Xcel Energy | 85 | 13781 | IOU | 3810799 | 6.38 | Solar |  |  | Active Application | Protected Data | Protected Data | UPP | UPP063 | Residential | Solar* Rewards | 2020 |  | n/a
Xcel Energy | 85 | 13781 | IOU | 3810806 | 3.48 | Solar |  |  | Active Application | Protected Data | Protected Data |  |  | Residential | Solar* Rewards | 2020 |  | n/a
Xcel Energy | 85 | 13781 | IOU | 3810814 | 6.09 | Solar |  |  | Active Application | Protected Data | Protected Data |  |  | Residential | Solar* Rewards | 2020 |  | n/a
Xcel Energy | 85 | 13781 | IOU | 3812197 | 5 | Solar |  |  | Active Application | Protected Data | Protected Data | MPK | MPK077 | Residential | Solar* Rewards | 2020 |  | n/a
Xcel Energy | 85 | 13781 | IOU | 3812470 | 1000 | Solar |  |  | Active Application | Protected Data | Protected Data | BIS | BIS001 | Community Solar Garden | Solar* Rewards Community | 2020 |  | n/a
Xcel Energy | 85 | 13781 | IOU | 3812485 | 1000 | Solar |  |  | Active Application | Protected Data | Protected Data | YLM | YLM212 | Community Solar Garden | Solar* Rewards Community | 2020 |  | n/a
Xcel Energy | 85 | 13781 | IOU | 3812664 | 3.747 | Solar |  |  | Active Application | Protected Data | Protected Data |  |  | Residential | Solar* Rewards | 2020 |  | n/a
Xcel Energy | 85 | 13781 | IOU | 3812786 | 3.747 | Solar |  |  | Active Application | Protected Data | Protected Data | DBL | DBL068 | Residential | Solar* Rewards | 2020 |  | n/a
Xcel Energy | 85 | 13781 | IOU | 3812792 | 0 | Solar |  |  | Active Application | Protected Data | Protected Data |  |  | Residential | Solar* Rewards | 2020 |  | n/a
Xcel Energy | 85 | 13781 | IOU | 3812910 | 6 | Solar |  |  | Active Application | Protected Data | Protected Data |  |  | Commercial | Solar* Rewards | 2020 |  | n/a
Xcel Energy | 85 | 13781 | IOU | 3814422 | 1000 | Solar |  |  | Active Application | Protected Data | Protected Data | MEK | MEK021 | Community Solar Garden | Solar* Rewards Community | 2020 |  | n/a
Xcel Energy | 85 | 13781 | IOU | 3815097 | 0 | Solar |  |  | Active Application | Protected Data | Protected Data |  |  | Residential | Solar* Rewards | 2020 |  | n/a
Xcel Energy | 85 | 13781 | IOU | 3815508 | 1000 | Solar |  |  | Active Application | Protected Data | Protected Data | LAY | LAY061 | Community Solar Garden | Solar* Rewards Community | 2020 |  | n/a
Xcel Energy | 85 | 13781 | IOU | 3815567 | 1000 | Solar |  |  | Active Application | Protected Data | Protected Data | WEL | WEL021 | Community Solar Garden | Solar* Rewards Community | 2020 |  | n/a
Xcel Energy | 85 | 13781 | IOU | 3815667 | 1000 | Solar |  |  | Active Application | Protected Data | Protected Data | ALB | ALB022 | Community Solar Garden | Solar* Rewards Community | 2020 |  | n/a
Xcel Energy | 85 | 13781 | IOU | 3815679 | 1000 | Solar |  |  | Active Application | Protected Data | Protected Data | MTV | MTV022 | Community Solar Garden | Solar* Rewards Community | 2020 |  | n/a
Xcel Energy | 85 | 13781 | IOU | 3815680 | 1000 | Solar |  |  | Active Application | Protected Data | Protected Data | MEI | MEI021 | Community Solar Garden | Solar* Rewards Community | 2020 |  | n/a
Xcel Energy | 85 | 13781 | IOU | 3816529 | 1000 | Solar |  |  | Active Application | Protected Data | Protected Data | CHI | CHI311 | Community Solar Garden | Solar* Rewards Community | 2020 |  | n/a
Xcel Energy | 85 | 13781 | IOU | 3817414 | 1000 | Solar |  |  | Active Application | Protected Data | Protected Data | YAM | YAM031 | Community Solar Garden | Solar* Rewards Community | 2020 |  | n/a
Xcel Energy | 85 | 13781 | IOU | 3817448 | 26.92 | Solar |  |  | Active Application | Protected Data | Protected Data | MPK | MPK084 | Commercial | Solar* Rewards | 2020 |  | n/a
Xcel Energy | 85 | 13781 | IOU | 3817551 | 0 | Solar |  |  | Active Application | Protected Data | Protected Data |  |  | Commercial | Solar* Rewards | 2020 |  | n/a
Xcel Energy | 85 | 13781 | IOU | 3820168 | 1000 | Solar |  |  | Active Application | Protected Data | Protected Data | WAS | WAS092 | Community Solar Garden | Solar* Rewards Community | 2020 |  | n/a
Xcel Energy | 85 | 13781 | IOU | 3820558 | 7.616 | Solar |  |  | Active Application | Protected Data | Protected Data |  |  | Residential | Solar* Rewards | 2020 |  | n/a
Xcel Energy | 85 | 13781 | IOU | 3820565 | 15.232 | Solar |  |  | Active Application | Protected Data | Protected Data | WEF | WEF071 | Residential | Solar* Rewards | 2020 |  | n/a
Xcel Energy | 85 | 13781 | IOU | 3823829 | 0 | Solar |  |  | Active Application | Protected Data | Protected Data |  |  | Residential | Solar* Rewards | 2020 |  | n/a
Xcel Energy | 85 | 13781 | IOU | 3824819 | 6 | Solar |  |  | Active Application | Protected Data | Protected Data |  |  | Residential | Solar* Rewards | 2020 |  | n/a
Xcel Energy | 85 | 13781 | IOU | 3824824 | 0 | Solar |  |  | Active Application | Protected Data | Protected Data |  |  | Residential | Solar* Rewards | 2020 |  | n/a
Xcel Energy | 85 | 13781 | IOU | 3824967 | 0 | Solar |  |  | Active Application | Protected Data | Protected Data |  |  | Residential | Solar* Rewards | 2020 |  | n/a
Xcel Energy | 85 | 13781 | IOU | 3826070 | 1000 | Solar |  |  | Active Application | Protected Data | Protected Data | ALB | ALB021 | Community Solar Garden | Solar* Rewards Community | 2020 |  | n/a
Xcel Energy | 85 | 13781 | IOU | 3826150 | 6 | Solar |  |  | Active Application | Protected Data | Protected Data |  |  | Residential | Solar* Rewards | 2020 |  | n/a
Xcel Energy | 85 | 13781 | IOU | 3827523 | 5 | Solar |  |  | Active Application | Protected Data | Protected Data |  |  | Residential | Solar* Rewards | 2020 |  | n/a
Xcel Energy | 85 | 13781 | IOU | 3828240 | 12 | Solar |  |  | Active Application | Protected Data | Protected Data |  |  | Residential | Solar* Rewards | 2020 |  | n/a
Xcel Energy | 85 | 13781 | IOU | 3828601 | 6 | Solar |  |  | Active Application | Protected Data | Protected Data |  |  | Residential | Solar* Rewards | 2020 |  | n/a
Xcel Energy | 85 | 13781 | IOU | 3828896 | 13.34 | Solar |  |  | Active Application | Protected Data | Protected Data | WYO | WYO022 | Residential | Solar* Rewards | 2020 |  | n/a
Xcel Energy | 85 | 13781 | IOU | 3832574 | 1000 | Solar |  |  | Active Application | Protected Data | Protected Data | PAT | PAT313 | Community Solar Garden | Solar* Rewards Community | 2020 |  | n/a
Xcel Energy | 85 | 13781 | IOU | 3835276 | 3.747 | Solar |  |  | Active Application | Protected Data | Protected Data | MOL | MOL071 | Residential | Solar* Rewards | 2020 |  | n/a
Xcel Energy | 85 | 13781 | IOU | 3835500 | 0 | Solar |  |  | Active Application | Protected Data | Protected Data |  |  | Commercial | Solar* Rewards | 2020 |  | n/a
Xcel Energy | 85 | 13781 | IOU | 3835502 | 0 | Solar |  |  | Active Application | Protected Data | Protected Data |  |  | Commercial | Solar* Rewards | 2020 |  | n/a
Xcel Energy | 85 | 13781 | IOU | 3835560 | 120 | Solar |  |  | Active Application | Protected Data | Protected Data | TWL | TWL079 | Commercial | Solar* Rewards | 2020 |  | n/a
Xcel Energy | 85 | 13781 | IOU | 3835653 | 0 | Solar |  |  | Active Application | Protected Data | Protected Data |  |  | Commercial | Solar* Rewards | 2020 |  | n/a
Xcel Energy | 85 | 13781 | IOU | 3835681 | 0 | Solar |  |  | Active Application | Protected Data | Protected Data |  |  | Commercial | Solar* Rewards | 2020 |  | n/a
Xcel Energy | 85 | 13781 | IOU | 3836591 | 34.17 | Solar |  |  | Active Application | Protected Data | Protected Data | AVN | AVN021 | Residential | Solar* Rewards | 2020 |  | n/a
Xcel Energy | 85 | 13781 | IOU | 3836612 | 24 | Solar |  |  | Active Application | Protected Data | Protected Data |  |  | Commercial | Solar* Rewards | 2020 |  | n/a
Xcel Energy | 85 | 13781 | IOU | 3836749 | 3.747 | Solar |  |  | Active Application | Protected Data | Protected Data | REW | REW031 | Residential | Solar* Rewards | 2020 |  | n/a
Xcel Energy | 85 | 13781 | IOU | 3840464 | 0 | Solar |  |  | Active Application | Protected Data | Protected Data |  |  | Commercial | Solar* Rewards | 2020 |  | n/a
Xcel Energy | 85 | 13781 | IOU | 3840475 | 8.027 | Solar |  |  | Active Application | Protected Data | Protected Data | DND | DND072 | Residential | Solar* Rewards | 2020 |  | n/a
Xcel Energy | 85 | 13781 | IOU | 3840869 | 17.98 | Solar |  |  | Active Application | Protected Data | Protected Data | WSG | WSG362 | Residential | Solar* Rewards | 2020 |  | n/a
Xcel Energy | 85 | 13781 | IOU | 3841365 | 7.616 | Solar |  |  | Active Application | Protected Data | Protected Data | ECK | ECK063 | Residential | Solar* Rewards | 2020 |  | n/a
Xcel Energy | 85 | 13781 | IOU | 3841390 | 5 | Solar |  |  | Active Application | Protected Data | Protected Data | WIL | WIL073 | Residential | Solar* Rewards | 2020 |  | n/a
Xcel Energy | 85 | 13781 | IOU | 3841796 | 0 | Solar |  |  | Active Application | Protected Data | Protected Data |  |  | Residential | Solar* Rewards | 2020 |  | n/a
Xcel Energy | 85 | 13781 | IOU | 3842404 | 700 | Solar |  |  | Active Application | Protected Data | Protected Data | MHW | MHW312 | Commercial | Solar* Rewards | 2020 |  | n/a
Xcel Energy | 85 | 13781 | IOU | 3842612 | 19.988 | Solar |  |  | Active Application | Protected Data | Protected Data |  |  | Commercial | Solar* Rewards | 2020 |  | n/a
Xcel Energy | 85 | 13781 | IOU | 3842725 | 19.988 | Solar |  |  | Active Application | Protected Data | Protected Data | MEL | MEL073 | Commercial | Solar* Rewards | 2020 |  | n/a
Xcel Energy | 85 | 13781 | IOU | 3842835 | 1000 | Solar |  |  | Active Application | Protected Data | Protected Data | BEL | BEL061 | Community Solar Garden | Solar* Rewards Community | 2020 |  | n/a
Xcel Energy | 85 | 13781 | IOU | 3843509 | 7.616 | Solar |  |  | Active Application | Protected Data | Protected Data |  |  | Residential | Solar* Rewards | 2020 |  | n/a
Xcel Energy | 85 | 13781 | IOU | 3844026 | 900 | Solar |  |  | Active Application | Protected Data | Protected Data | BCR | BCR062 | Commercial | Solar* Rewards | 2020 |  | n/a
Xcel Energy | 85 | 13781 | IOU | 3844162 | 166.6 | Solar |  |  | Active Application | Protected Data | Protected Data | LEX | LEX061 | Commercial | Solar* Rewards | 2020 |  | n/a
Xcel Energy | 85 | 13781 | IOU | 3844271 | 0 | Solar |  |  | Active Application | Protected Data | Protected Data |  |  | Residential | Solar* Rewards | 2020 |  | n/a
Xcel Energy | 85 | 13781 | IOU | 3844702 | 9.994 | Solar |  |  | Active Application | Protected Data | Protected Data | SCA | SCA021 | Residential | Solar* Rewards | 2020 |  | n/a
Xcel Energy | 85 | 13781 | IOU | 3844903 | 5 | Solar |  |  | Active Application | Protected Data | Protected Data | WRR | WRR064 | Residential | Solar* Rewards | 2020 |  | n/a
Xcel Energy | 85 | 13781 | IOU | 3845344 | 3.84 | Solar |  |  | Active Application | Protected Data | Protected Data |  |  | Residential | Solar* Rewards | 2020 |  | n/a
Xcel Energy | 85 | 13781 | IOU | 3845639 | 0 | Solar |  |  | Active Application | Protected Data | Protected Data |  |  | Commercial | Solar* Rewards | 2020 |  | n/a
Xcel Energy | 85 | 13781 | IOU | 3848139 | 5 | Solar |  |  | Active Application | Protected Data | Protected Data | UPP | UPP084 | Residential | Solar* Rewards | 2020 |  | n/a
Xcel Energy | 85 | 13781 | IOU | 3848278 | 2.16 | Solar |  |  | Active Application | Protected Data | Protected Data | HWW | HWW074 | Residential | Solar* Rewards | 2020 |  | n/a
Xcel Energy | 85 | 13781 | IOU | 3853098 | 0 | Solar |  |  | Active Application | Protected Data | Protected Data |  |  | Commercial | Solar* Rewards | 2020 |  | n/a
Xcel Energy | 85 | 13781 | IOU | 3856616 | 2.88 | Solar |  |  | Active Application | Protected Data | Protected Data | HWW | HWW074 | Residential | Solar* Rewards | 2020 |  | n/a
Xcel Energy | 85 | 13781 | IOU | 3856627 | 4.537 | Solar |  |  | Active Application | Protected Data | Protected Data | GPH | GPH061 | Residential | Solar* Rewards | 2020 |  | n/a
Xcel Energy | 85 | 13781 | IOU | 3856795 | 43.2 | Solar |  |  | Active Application | Protected Data | Protected Data | ALT | ALT021 | Commercial | Solar* Rewards | 2020 |  | n/a
Xcel Energy | 85 | 13781 | IOU | 3859071 | 3.48 | Solar |  |  | Active Application | Protected Data | Protected Data | RRK | RRK082 | Residential | Solar* Rewards | 2020 |  | n/a
Xcel Energy | 85 | 13781 | IOU | 3859073 | 5.8 | Solar |  |  | Active Application | Protected Data | Protected Data | HWW | HWW062 | Residential | Solar* Rewards | 2020 |  | n/a
Xcel Energy | 85 | 13781 | IOU | 3859078 | 3.36 | Solar |  |  | Active Application | Protected Data | Protected Data | EDA | EDA067 | Residential | Solar* Rewards | 2020 |  | n/a
Xcel Energy | 85 | 13781 | IOU | 3859270 | 6.24 | Solar |  |  | Active Application | Protected Data | Protected Data | TER | TER081 | Residential | Solar* Rewards | 2020 |  | n/a
Xcel Energy | 85 | 13781 | IOU | 3859517 | 9.994 | Solar |  |  | Active Application | Protected Data | Protected Data | LEX | LEX071 | Residential | Solar* Rewards | 2020 |  | n/a
Xcel Energy | 85 | 13781 | IOU | 3859767 | 3.747 | Solar |  |  | Active Application | Protected Data | Protected Data | WES | WES061 | Residential | Solar* Rewards | 2020 |  | n/a
Xcel Energy | 85 | 13781 | IOU | 3859820 | 7.25 | Solar |  |  | Active Application | Protected Data | Protected Data | WSG | WSG066 | Residential | Solar* Rewards | 2020 |  | n/a
Xcel Energy | 85 | 13781 | IOU | 3860112 | 7.616 | Solar |  |  | Active Application | Protected Data | Protected Data |  |  | Residential | Solar* Rewards | 2020 |  | n/a
Xcel Energy | 85 | 13781 | IOU | 3861303 | 0 | Solar |  |  | Active Application | Protected Data | Protected Data |  |  | Residential | Solar* Rewards | 2020 |  | n/a
Xcel Energy | 85 | 13781 | IOU | 3861306 | 5 | Solar |  |  | Active Application | Protected Data | Protected Data | HAS | HAS021 | Residential | Solar* Rewards | 2020 |  | n/a
Xcel Energy | 85 | 13781 | IOU | 3861469 | 3.747 | Solar |  |  | Active Application | Protected Data | Protected Data | RRK | RRK064 | Residential | Solar* Rewards | 2020 |  | n/a
Xcel Energy | 85 | 13781 | IOU | 3862369 | 1000 | Solar |  |  | Active Application | Protected Data | Protected Data | MGN | MGN211 | Community Solar Garden | Solar* Rewards Community | 2020 |  | n/a
Xcel Energy | 85 | 13781 | IOU | 3862837 | 3.12 | Solar |  |  | Active Application | Protected Data | Protected Data |  |  | Residential | Solar* Rewards | 2020 |  | n/a
Xcel Energy | 85 | 13781 | IOU | 3863274 | 1000 | Solar |  |  | Active Application | Protected Data | Protected Data | WEL | WEL021 | Community Solar Garden | Solar* Rewards Community | 2020 |  | n/a
Xcel Energy | 85 | 13781 | IOU | 3863296 | 5 | Solar |  |  | Active Application | Protected Data | Protected Data |  |  | Residential | Solar* Rewards | 2020 |  | n/a
Xcel Energy | 85 | 13781 | IOU | 3863651 | 7.616 | Solar |  |  | Active Application | Protected Data | Protected Data | WES | WES064 | Residential | Solar* Rewards | 2020 |  | n/a
Xcel Energy | 85 | 13781 | IOU | 3863776 | 14.658 | Solar |  |  | Active Application | Protected Data | Protected Data | SMT | SMT072 | Residential | Solar* Rewards | 2020 |  | n/a
Xcel Energy | 85 | 13781 | IOU | 3864200 | 0 | Solar |  |  | Active Application | Protected Data | Protected Data |  |  | Residential | Solar* Rewards | 2020 |  | n/a
Xcel Energy | 85 | 13781 | IOU | 3865386 | 1000 | Solar |  |  | Active Application | Protected Data | Protected Data | SCH | SCH001 | Community Solar Garden | Solar* Rewards Community | 2020 |  | n/a
Xcel Energy | 85 | 13781 | IOU | 3865721 | 3.747 | Solar |  |  | Active Application | Protected Data | Protected Data | ALD | ALD076 | Residential | Solar* Rewards | 2020 |  | n/a
Xcel Energy | 85 | 13781 | IOU | 3866953 | 1000 | Solar |  |  | Active Application | Protected Data | Protected Data | YLM | YLM212 | Community Solar Garden | Solar* Rewards Community | 2020 |  | n/a
Xcel Energy | 85 | 13781 | IOU | 3867033 | 1000 | Solar |  |  | Active Application | Protected Data | Protected Data | AVR | AVR081 | Community Solar Garden | Solar* Rewards Community | 2020 |  | n/a
Xcel Energy | 85 | 13781 | IOU | 3867105 | 1000 | Solar |  |  | Active Application | Protected Data | Protected Data | MHW | MHW311 | Community Solar Garden | Solar* Rewards Community | 2020 |  | n/a
Xcel Energy | 85 | 13781 | IOU | 3867248 | 5 | Solar |  |  | Active Application | Protected Data | Protected Data | RAM | RAM073 | Residential | Solar* Rewards | 2020 |  | n/a
Xcel Energy | 85 | 13781 | IOU | 3867363 | 5 | Solar |  |  | Active Application | Protected Data | Protected Data | ALK | ALK063 | Residential | Solar* Rewards | 2020 |  | n/a
Xcel Energy | 85 | 13781 | IOU | 3868507 | 7.616 | Solar |  |  | Active Application | Protected Data | Protected Data | MST | MST071 | Residential | Solar* Rewards | 2020 |  | n/a
Xcel Energy | 85 | 13781 | IOU | 3868598 | 11.39 | Solar |  |  | Active Application | Protected Data | Protected Data | LIL | LIL021 | Residential | Solar* Rewards | 2020 |  | n/a
Xcel Energy | 85 | 13781 | IOU | 3869971 | 7.56 | Solar |  |  | Active Application | Protected Data | Protected Data | WES | WES065 | Residential | Solar* Rewards | 2020 |  | n/a
Xcel Energy | 85 | 13781 | IOU | 3870027 | 0 | Solar |  |  | Active Application | Protected Data | Protected Data |  |  | Residential | Solar* Rewards | 2020 |  | n/a
Xcel Energy | 85 | 13781 | IOU | 3870200 | 1000 | Solar |  |  | Active Application | Protected Data | Protected Data | RAP | RAP081 | Community Solar Garden | Solar* Rewards Community | 2020 |  | n/a
Xcel Energy | 85 | 13781 | IOU | 3871504 | 1000 | Solar |  |  | Active Application | Protected Data | Protected Data | ATW | ATW061 | Community Solar Garden | Solar* Rewards Community | 2020 |  | n/a
Xcel Energy | 85 | 13781 | IOU | 3871791 | 9.994 | Solar |  |  | Active Application | Protected Data | Protected Data | GAY | GAY002 | Residential | Solar* Rewards | 2020 |  | n/a
Xcel Energy | 85 | 13781 | IOU | 3872133 | 5.235 | Solar |  |  | Active Application | Protected Data | Protected Data |  |  | Residential | Solar* Rewards | 2020 |  | n/a
Xcel Energy | 85 | 13781 | IOU | 3872803 | 6 | Solar |  |  | Active Application | Protected Data | Protected Data |  |  | Residential | Solar* Rewards | 2020 |  | n/a
Xcel Energy | 85 | 13781 | IOU | 3872854 | 6 | Solar |  |  | Active Application | Protected Data | Protected Data |  |  | Residential | Solar* Rewards | 2020 |  | n/a
Xcel Energy | 85 | 13781 | IOU | 3872877 | 6 | Solar |  |  | Active Application | Protected Data | Protected Data |  |  | Residential | Solar* Rewards | 2020 |  | n/a
Xcel Energy | 85 | 13781 | IOU | 3872969 | 6 | Solar |  |  | Active Application | Protected Data | Protected Data |  |  | Residential | Solar* Rewards | 2020 |  | n/a
Xcel Energy | 85 | 13781 | IOU | 3875160 | 0 | Solar |  |  | Active Application | Protected Data | Protected Data |  |  | Residential | Solar* Rewards | 2020 |  | n/a
Xcel Energy | 85 | 13781 | IOU | 3875854 | 149.999 | Solar |  |  | Active Application | Protected Data | Protected Data | KOL | KOL061 | Commercial | Solar* Rewards | 2020 |  | n/a
Xcel Energy | 85 | 13781 | IOU | 3876093 | 6.09 | Solar |  |  | Active Application | Protected Data | Protected Data | WSG | WSG362 | Residential | Solar* Rewards | 2020 |  | n/a
Xcel Energy | 85 | 13781 | IOU | 3876470 | 7.616 | Solar |  |  | Active Application | Protected Data | Protected Data |  |  | Residential | Solar* Rewards | 2020 |  | n/a
Xcel Energy | 85 | 13781 | IOU | 3876858 | 3.48 | Solar |  |  | Active Application | Protected Data | Protected Data | HUG | HUG322 | Residential | Solar* Rewards | 2020 |  | n/a
Xcel Energy | 85 | 13781 | IOU | 3877604 | 6 | Solar |  |  | Active Application | Protected Data | Protected Data |  |  | Residential | Solar* Rewards | 2020 |  | n/a
Xcel Energy | 85 | 13781 | IOU | 3878328 | 0 | Solar |  |  | Active Application | Protected Data | Protected Data |  |  | Residential | Solar* Rewards | 2020 |  | n/a
Xcel Energy | 85 | 13781 | IOU | 3878506 | 3.747 | Solar |  |  | Active Application | Protected Data | Protected Data | AFT | AFT322 | Residential | Solar* Rewards | 2020 |  | n/a
Xcel Energy | 85 | 13781 | IOU | 3878512 | 1000 | Solar |  |  | Active Application | Protected Data | Protected Data | PAT | PAT312 | Community Solar Garden | Solar* Rewards Community | 2020 |  | n/a
Xcel Energy | 85 | 13781 | IOU | 3878843 | 1000 | Solar |  |  | Active Application | Protected Data | Protected Data | HOW | HOW061 | Community Solar Garden | Solar* Rewards Community | 2020 |  | n/a
Xcel Energy | 85 | 13781 | IOU | 3880022 | 43.2 | Solar |  |  | Active Application | Protected Data | Protected Data | WWK | WWK311 | Commercial | Solar* Rewards | 2020 |  | n/a
Xcel Energy | 85 | 13781 | IOU | 3881131 | 6 | Solar |  |  | Active Application | Protected Data | Protected Data |  |  | Residential | Solar* Rewards | 2020 |  | n/a
Xcel Energy | 85 | 13781 | IOU | 3881226 | 42.35 | Solar |  |  | Active Application | Protected Data | Protected Data | SOU | SOU087 | Commercial | Solar* Rewards | 2020 |  | n/a
Xcel Energy | 85 | 13781 | IOU | 3881399 | 67.47 | Solar |  |  | Active Application | Protected Data | Protected Data | MST | MST075 | Commercial | Solar* Rewards | 2020 |  | n/a
Xcel Energy | 85 | 13781 | IOU | 3885846 | 17.61 | Solar |  |  | Active Application | Protected Data | Protected Data | NER | NER021 | Residential | Solar* Rewards | 2020 |  | n/a
Xcel Energy | 85 | 13781 | IOU | 3886066 | 11.39 | Solar |  |  | Active Application | Protected Data | Protected Data | MTW | MTW021 | Residential | Solar* Rewards | 2020 |  | n/a
Xcel Energy | 85 | 13781 | IOU | 3886567 | 9.994 | Solar |  |  | Active Application | Protected Data | Protected Data | FSL | FSL311 | Residential | Solar* Rewards | 2020 |  | n/a
Xcel Energy | 85 | 13781 | IOU | 3886651 | 4.56 | Solar |  |  | Active Application | Protected Data | Protected Data | GAY | GAY002 | Residential | Solar* Rewards | 2020 |  | n/a
Xcel Energy | 85 | 13781 | IOU | 3886761 | 3.747 | Solar |  |  | Active Application | Protected Data | Protected Data |  |  | Residential | Solar* Rewards | 2020 |  | n/a
Xcel Energy | 85 | 13781 | IOU | 3887861 | 4.188 | Solar |  |  | Active Application | Protected Data | Protected Data | RAM | RAM064 | Residential | Solar* Rewards | 2020 |  | n/a
Xcel Energy | 85 | 13781 | IOU | 3892141 | 3.747 | Solar |  |  | Active Application | Protected Data | Protected Data | TWL | TWL067 | Residential | Solar* Rewards | 2020 |  | n/a
Xcel Energy | 85 | 13781 | IOU | 3892674 | 23.51 | Solar |  |  | Active Application | Protected Data | Protected Data | UPP | UPP085 | Commercial | Solar* Rewards | 2020 |  | n/a
Xcel Energy | 85 | 13781 | IOU | 3892742 | 6 | Solar |  |  | Active Application | Protected Data | Protected Data |  |  | Commercial | Solar* Rewards | 2020 |  | n/a
Xcel Energy | 85 | 13781 | IOU | 3893953 | 1000 | Solar |  |  | Active Application | Protected Data | Protected Data | ESW | ESW073 | Community Solar Garden | Solar* Rewards Community | 2020 |  | n/a
Xcel Energy | 85 | 13781 | IOU | 3894269 | 133.2 | Solar |  |  | Active Application | Protected Data | Protected Data | SOU | SOU086 | Commercial | Solar* Rewards | 2020 |  | n/a
Xcel Energy | 85 | 13781 | IOU | 3894314 | 200 | Solar |  |  | Active Application | Protected Data | Protected Data | GLK | GLK073 | Commercial | Solar* Rewards | 2020 |  | n/a
Xcel Energy | 85 | 13781 | IOU | 3894356 | 200 | Solar |  |  | Active Application | Protected Data | Protected Data | TWL | TWL072 | Commercial | Solar* Rewards | 2020 |  | n/a
Xcel Energy | 85 | 13781 | IOU | 3894672 | 0 | Solar |  |  | Active Application | Protected Data | Protected Data |  |  | Residential | Solar* Rewards | 2020 |  | n/a
Xcel Energy | 85 | 13781 | IOU | 3894684 | 5.52 | Solar |  |  | Active Application | Protected Data | Protected Data | WAV | WAV021 | Residential | Solar* Rewards | 2020 |  | n/a
Xcel Energy | 85 | 13781 | IOU | 3894785 | 0 | Solar |  |  | Active Application | Protected Data | Protected Data |  |  | Residential | Solar* Rewards | 2020 |  | n/a
Xcel Energy | 85 | 13781 | IOU | 3895300 | 39.98 | Solar |  |  | Active Application | Protected Data | Protected Data | DPN | DPN063 | Residential | Solar* Rewards | 2020 |  | n/a
Xcel Energy | 85 | 13781 | IOU | 3895405 | 1000 | Solar |  |  | Active Application | Protected Data | Protected Data | WEL | WEL021 | Community Solar Garden | Solar* Rewards Community | 2020 |  | n/a
Xcel Energy | 85 | 13781 | IOU | 3896447 | 6 | Solar |  |  | Active Application | Protected Data | Protected Data |  |  | Commercial | Solar* Rewards | 2020 |  | n/a
Xcel Energy | 85 | 13781 | IOU | 3896564 | 5 | Solar |  |  | Active Application | Protected Data | Protected Data | SCL | SCL322 | Residential | Solar* Rewards | 2020 |  | n/a
Xcel Energy | 85 | 13781 | IOU | 3897270 | 0 | Solar |  |  | Active Application | Protected Data | Protected Data |  |  | Residential | Solar* Rewards | 2020 |  | n/a
Xcel Energy | 85 | 13781 | IOU | 3897384 | 3.747 | Solar |  |  | Active Application | Protected Data | Protected Data | PBE | PBE061 | Residential | Solar* Rewards | 2020 |  | n/a
Xcel Energy | 85 | 13781 | IOU | 3897856 | 7.616 | Solar |  |  | Active Application | Protected Data | Protected Data | HSN | HSN322 | Residential | Solar* Rewards | 2020 |  | n/a
Xcel Energy | 85 | 13781 | IOU | 3897946 | 5 | Solar |  |  | Active Application | Protected Data | Protected Data | NOF | NOF071 | Residential | Solar* Rewards | 2020 |  | n/a
Xcel Energy | 85 | 13781 | IOU | 3897953 | 39.06 | Solar |  |  | Active Application | Protected Data | Protected Data |  |  | Commercial | Solar* Rewards | 2020 |  | n/a
Xcel Energy | 85 | 13781 | IOU | 3900087 | 1000 | Solar |  |  | Active Application | Protected Data | Protected Data | SAK | SAK312 | Community Solar Garden | Solar* Rewards Community | 2020 |  | n/a
Xcel Energy | 85 | 13781 | IOU | 3900846 | 1000 | Solar |  |  | Active Application | Protected Data | Protected Data | SRD | SRD211 | Community Solar Garden | Solar* Rewards Community | 2020 |  | n/a
Xcel Energy | 85 | 13781 | IOU | 3901314 | 6 | Solar |  |  | Active Application | Protected Data | Protected Data |  |  | Residential | Solar* Rewards | 2020 |  | n/a
Xcel Energy | 85 | 13781 | IOU | 3901337 | 1000 | Solar |  |  | Active Application | Protected Data | Protected Data | COK | COK061 | Community Solar Garden | Solar* Rewards Community | 2020 |  | n/a
Xcel Energy | 85 | 13781 | IOU | 3901863 | 9.28 | Solar |  |  | Active Application | Protected Data | Protected Data | CHI | CHI311 | Residential | Solar* Rewards | 2020 |  | n/a
Xcel Energy | 85 | 13781 | IOU | 3902319 | 6.24 | Solar |  |  | Active Application | Protected Data | Protected Data | TWL | TWL078 | Residential | Solar* Rewards | 2020 |  | n/a
Xcel Energy | 85 | 13781 | IOU | 3902908 | 7.25 | Solar |  |  | Active Application | Protected Data | Protected Data |  |  | Residential | Solar* Rewards | 2020 |  | n/a
Xcel Energy | 85 | 13781 | IOU | 3902992 | 0 | Solar |  |  | Active Application | Protected Data | Protected Data |  |  | Residential | Solar* Rewards | 2020 |  | n/a
Xcel Energy | 85 | 13781 | IOU | 3904948 | 3.747 | Solar |  |  | Active Application | Protected Data | Protected Data | UPP | UPP063 | Residential | Solar* Rewards | 2020 |  | n/a
Xcel Energy | 85 | 13781 | IOU | 3905041 | 7.616 | Solar |  |  | Active Application | Protected Data | Protected Data | CHI | CHI311 | Residential | Solar* Rewards | 2020 |  | n/a
Xcel Energy | 85 | 13781 | IOU | 3905098 | 5 | Solar |  |  | Active Application | Protected Data | Protected Data | MEL | MEL073 | Residential | Solar* Rewards | 2020 |  | n/a
Xcel Energy | 85 | 13781 | IOU | 3905204 | 3.747 | Solar |  |  | Active Application | Protected Data | Protected Data |  |  | Residential | Solar* Rewards | 2020 |  | n/a
Xcel Energy | 85 | 13781 | IOU | 3905257 | 7.616 | Solar |  |  | Active Application | Protected Data | Protected Data |  |  | Residential | Solar* Rewards | 2020 |  | n/a
Xcel Energy | 85 | 13781 | IOU | 3905335 | 7.616 | Solar |  |  | Active Application | Protected Data | Protected Data | WES | WES074 | Residential | Solar* Rewards | 2020 |  | n/a
Xcel Energy | 85 | 13781 | IOU | 3905421 | 0 | Solar |  |  | Active Application | Protected Data | Protected Data |  |  | Residential | Solar* Rewards | 2020 |  | n/a
Xcel Energy | 85 | 13781 | IOU | 3905786 | 5 | Solar |  |  | Active Application | Protected Data | Protected Data |  |  | Residential | Solar* Rewards | 2020 |  | n/a
Xcel Energy | 85 | 13781 | IOU | 3905967 | 4.64 | Solar |  |  | Active Application | Protected Data | Protected Data |  |  | Residential | Solar* Rewards | 2020 |  | n/a
Xcel Energy | 85 | 13781 | IOU | 3906416 | 0 | Solar |  |  | Active Application | Protected Data | Protected Data |  |  | Residential | Solar* Rewards | 2020 |  | n/a
Xcel Energy | 85 | 13781 | IOU | 3907074 | 5 | Solar |  |  | Active Application | Protected Data | Protected Data |  |  | Residential | Solar* Rewards | 2020 |  | n/a
Xcel Energy | 85 | 13781 | IOU | 3907375 | 8.88 | Solar |  |  | Active Application | Protected Data | Protected Data |  |  | Residential | Solar* Rewards | 2020 |  | n/a
Xcel Energy | 85 | 13781 | IOU | 3907639 | 3.747 | Solar |  |  | Active Application | Protected Data | Protected Data |  |  | Residential | Solar* Rewards | 2020 |  | n/a
Xcel Energy | 85 | 13781 | IOU | 3907812 | 15 | Solar |  |  | Active Application | Protected Data | Protected Data |  |  | Residential | Solar* Rewards | 2020 |  | n/a
Xcel Energy | 85 | 13781 | IOU | 3907884 | 6.98 | Solar |  |  | Active Application | Protected Data | Protected Data |  |  | Residential | Solar* Rewards | 2020 |  | n/a
Xcel Energy | 85 | 13781 | IOU | 3908008 | 10.44 | Solar |  |  | Active Application | Protected Data | Protected Data |  |  | Residential | Solar* Rewards | 2020 |  | n/a
Xcel Energy | 85 | 13781 | IOU | 3908710 | 0 | Solar |  |  | Active Application | Protected Data | Protected Data |  |  | Residential | Solar* Rewards | 2020 |  | n/a
Xcel Energy | 85 | 13781 | IOU | 3908987 | 6 | Solar |  |  | Active Application | Protected Data | Protected Data |  |  | Commercial | Solar* Rewards | 2020 |  | n/a
Xcel Energy | 85 | 13781 | IOU | 3909060 | 0 | Solar |  |  | Active Application | Protected Data | Protected Data |  |  | Residential | Solar* Rewards | 2020 |  | n/a
Xcel Energy | 85 | 13781 | IOU | 3909650 | 0 | Solar |  |  | Active Application | Protected Data | Protected Data |  |  | Residential | Solar* Rewards | 2020 |  | n/a
Xcel Energy | 85 | 13781 | IOU | 3910173 | 9.994 | Solar |  |  | Active Application | Protected Data | Protected Data |  |  | Residential | Solar* Rewards | 2020 |  | n/a
Xcel Energy | 85 | 13781 | IOU | 3910291 | 5.584 | Solar |  |  | Active Application | Protected Data | Protected Data |  |  | Residential | Solar* Rewards | 2020 |  | n/a
Xcel Energy | 85 | 13781 | IOU | 3910685 | 6.282 | Solar |  |  | Active Application | Protected Data | Protected Data |  |  | Residential | Solar* Rewards | 2020 |  | n/a
Xcel Energy | 85 | 13781 | IOU | 3913148 | 1000 | Solar |  |  | Active Application | Protected Data | Protected Data | WEF | WEF071 | Community Solar Garden | Solar* Rewards Community | 2020 |  | n/a
Xcel Energy | 85 | 13781 | IOU | 3913227 | 6.38 | Solar |  |  | Active Application | Protected Data | Protected Data |  |  | Residential | Solar* Rewards | 2020 |  | n/a
Xcel Energy | 85 | 13781 | IOU | 3913281 | 6 | Solar |  |  | Active Application | Protected Data | Protected Data |  |  | Commercial | Solar* Rewards | 2020 |  | n/a
Xcel Energy | 85 | 13781 | IOU | 3913508 | 0 | Solar |  |  | Active Application | Protected Data | Protected Data |  |  | Residential | Solar* Rewards | 2020 |  | n/a
Xcel Energy | 85 | 13781 | IOU | 3913520 | 3.77 | Solar |  |  | Active Application | Protected Data | Protected Data |  |  | Residential | Solar* Rewards | 2020 |  | n/a
Xcel Energy | 85 | 13781 | IOU | 3913883 | 7.616 | Solar |  |  | Active Application | Protected Data | Protected Data |  |  | Residential | Solar* Rewards | 2020 |  | n/a
Xcel Energy | 85 | 13781 | IOU | 3914078 | 9.994 | Solar |  |  | Active Application | Protected Data | Protected Data |  |  | Residential | Solar* Rewards | 2020 |  | n/a
Xcel Energy | 85 | 13781 | IOU | 3914141 | 7.616 | Solar |  |  | Active Application | Protected Data | Protected Data |  |  | Residential | Solar* Rewards | 2020 |  | n/a
Xcel Energy | 85 | 13781 | IOU | 3914145 | 6.98 | Solar |  |  | Active Application | Protected Data | Protected Data |  |  | Residential | Solar* Rewards | 2020 |  | n/a
Xcel Energy | 85 | 13781 | IOU | 3918507 | 0 | Solar |  |  | Active Application | Protected Data | Protected Data |  |  | Residential | Solar* Rewards | 2020 |  | n/a
Xcel Energy | 85 | 13781 | IOU | 3918696 | 6.05 | Solar |  |  | Active Application | Protected Data | Protected Data |  |  | Residential | Solar* Rewards | 2020 |  | n/a
Xcel Energy | 85 | 13781 | IOU | 3918752 | 3.3 | Solar |  |  | Active Application | Protected Data | Protected Data |  |  | Residential | Solar* Rewards | 2020 |  | n/a
Xcel Energy | 85 | 13781 | IOU | 3918775 | 7.7 | Solar |  |  | Active Application | Protected Data | Protected Data |  |  | Residential | Solar* Rewards | 2020 |  | n/a
Xcel Energy | 85 | 13781 | IOU | 3919247 | 11 | Solar |  |  | Active Application | Protected Data | Protected Data |  |  | Residential | Solar* Rewards | 2020 |  | n/a
Xcel Energy | 85 | 13781 | IOU | 3919379 | 9.12 | Solar |  |  | Active Application | Protected Data | Protected Data |  |  | Residential | Solar* Rewards | 2020 |  | n/a
Xcel Energy | 85 | 13781 | IOU | 3920257 | 7.7 | Solar |  |  | Active Application | Protected Data | Protected Data |  |  | Residential | Solar* Rewards | 2020 |  | n/a
Xcel Energy | 85 | 13781 | IOU | 3920567 | 3.3 | Solar |  |  | Active Application | Protected Data | Protected Data |  |  | Residential | Solar* Rewards | 2020 |  | n/a
Xcel Energy | 85 | 13781 | IOU | 3920603 | 3.3 | Solar |  |  | Active Application | Protected Data | Protected Data |  |  | Residential | Solar* Rewards | 2020 |  | n/a
Xcel Energy | 85 | 13781 | IOU | 3920629 | 6.05 | Solar |  |  | Active Application | Protected Data | Protected Data |  |  | Residential | Solar* Rewards | 2020 |  | n/a
Xcel Energy | 85 | 13781 | IOU | 3920674 | 9.9 | Solar |  |  | Active Application | Protected Data | Protected Data |  |  | Residential | Solar* Rewards | 2020 |  | n/a
Xcel Energy | 85 | 13781 | IOU | 3920724 | 0 | Solar |  |  | Active Application | Protected Data | Protected Data |  |  | Residential | Solar* Rewards | 2020 |  | n/a
Xcel Energy | 85 | 13781 | IOU | 3921020 | 6.05 | Solar |  |  | Active Application | Protected Data | Protected Data |  |  | Residential | Solar* Rewards | 2020 |  | n/a
Xcel Energy | 85 | 13781 | IOU | 3921051 | 4.95 | Solar |  |  | Active Application | Protected Data | Protected Data |  |  | Residential | Solar* Rewards | 2020 |  | n/a
Xcel Energy | 85 | 13781 | IOU | 3923471 | 8.027 | Solar |  |  | Active Application | Protected Data | Protected Data |  |  | Residential | Solar* Rewards | 2020 |  | n/a
Xcel Energy | 85 | 13781 | IOU | 3924107 | 4.35 | Solar |  |  | Active Application | Protected Data | Protected Data |  |  | Residential | Solar* Rewards | 2020 |  | n/a
Xcel Energy | 85 | 13781 | IOU | 3924856 | 5 | Solar |  |  | Active Application | Protected Data | Protected Data |  |  | Residential | Solar* Rewards | 2020 |  | n/a
Xcel Energy | 85 | 13781 | IOU | 3925272 | 5.985 | Solar |  |  | Active Application | Protected Data | Protected Data |  |  | Residential | Solar* Rewards | 2020 |  | n/a
Xcel Energy | 85 | 13781 | IOU | 3929534 | 4.06 | Solar |  |  | Active Application | Protected Data | Protected Data |  |  | Residential | Solar* Rewards | 2020 |  | n/a
Xcel Energy | 85 | 13781 | IOU | 3929746 | 3.69 | Solar |  |  | Active Application | Protected Data | Protected Data |  |  | Residential | Solar* Rewards | 2020 |  | n/a
Xcel Energy | 85 | 13781 | IOU | 3929877 | 8.7 | Solar |  |  | Active Application | Protected Data | Protected Data |  |  | Residential | Solar* Rewards | 2020 |  | n/a
Xcel Energy | 85 | 13781 | IOU | 3930062 | 11.39 | Solar |  |  | Active Application | Protected Data | Protected Data |  |  | Residential | Solar* Rewards | 2020 |  | n/a
Xcel Energy | 85 | 13781 | IOU | 3930105 | 1000 | Solar |  |  | Active Application | Protected Data | Protected Data | WWK | WWK311 | Community Solar Garden | Solar* Rewards Community | 2020 |  | n/a
Xcel Energy | 85 | 13781 | IOU | 3930205 | 39.998 | Solar |  |  | Active Application | Protected Data | Protected Data |  |  | Commercial | Solar* Rewards | 2020 |  | n/a
Xcel Energy | 85 | 13781 | IOU | 3930355 | 200 | Solar |  |  | Active Application | Protected Data | Protected Data |  |  | Commercial | Solar* Rewards | 2020 |  | n/a
Xcel Energy | 85 | 13781 | IOU | 3930701 | 15.232 | Solar |  |  | Active Application | Protected Data | Protected Data |  |  | Residential | Solar* Rewards | 2020 |  | n/a
Xcel Energy | 85 | 13781 | IOU | 3932485 | 0 | Solar |  |  | Active Application | Protected Data | Protected Data |  |  | Residential | Solar* Rewards | 2020 |  | n/a
Xcel Energy | 85 | 13781 | IOU | 3932655 | 9.994 | Solar |  |  | Active Application | Protected Data | Protected Data |  |  | Residential | Solar* Rewards | 2020 |  | n/a
Xcel Energy | 85 | 13781 | IOU | 3932891 | 6.24 | Solar |  |  | Active Application | Protected Data | Protected Data |  |  | Residential | Solar* Rewards | 2020 |  | n/a
Xcel Energy | 85 | 13781 | IOU | 3932909 | 29.7 | Solar |  |  | Active Application | Protected Data | Protected Data |  |  | Residential | Solar* Rewards | 2020 |  | n/a
Xcel Energy | 85 | 13781 | IOU | 3933219 | 9.994 | Solar |  |  | Active Application | Protected Data | Protected Data |  |  | Residential | Solar* Rewards | 2020 |  | n/a
Xcel Energy | 85 | 13781 | IOU | 3933239 | 5 | Solar |  |  | Active Application | Protected Data | Protected Data |  |  | Residential | Solar* Rewards | 2020 |  | n/a
Xcel Energy | 85 | 13781 | IOU | 3937818 | 5 | Solar |  |  | Active Application | Protected Data | Protected Data |  |  | Residential | Solar* Rewards | 2020 |  | n/a
Xcel Energy | 85 | 13781 | IOU | 3938317 | 6 | Solar |  |  | Active Application | Protected Data | Protected Data |  |  | Commercial | Solar* Rewards | 2020 |  | n/a
Xcel Energy | 85 | 13781 | IOU | 3938417 | 3.747 | Solar |  |  | Active Application | Protected Data | Protected Data |  |  | Residential | Solar* Rewards | 2020 |  | n/a
Xcel Energy | 85 | 13781 | IOU | 3938430 | 3.747 | Solar |  |  | Active Application | Protected Data | Protected Data |  |  | Residential | Solar* Rewards | 2020 |  | n/a
Xcel Energy | 85 | 13781 | IOU | 3938550 | 7.329 | Solar |  |  | Active Application | Protected Data | Protected Data |  |  | Residential | Solar* Rewards | 2020 |  | n/a
Xcel Energy | 85 | 13781 | IOU | 3938774 | 5.76 | Solar |  |  | Active Application | Protected Data | Protected Data |  |  | Residential | Solar* Rewards | 2020 |  | n/a
Xcel Energy | 85 | 13781 | IOU | 3939021 | 1000 | Solar |  |  | Active Application | Protected Data | Protected Data | WTN | WTN061 | Community Solar Garden | Solar* Rewards Community | 2020 |  | n/a
Xcel Energy | 85 | 13781 | IOU | 3941721 | 10.47 | Solar |  |  | Active Application | Protected Data | Protected Data |  |  | Residential | Solar* Rewards | 2020 |  | n/a
Xcel Energy | 85 | 13781 | IOU | 3942337 | 7.616 | Solar |  |  | Active Application | Protected Data | Protected Data |  |  | Residential | Solar* Rewards | 2020 |  | n/a
Xcel Energy | 85 | 13781 | IOU | 3942597 | 5 | Solar |  |  | Active Application | Protected Data | Protected Data |  |  | Residential | Solar* Rewards | 2020 |  | n/a
Xcel Energy | 85 | 13781 | IOU | 3943010 | 5.51 | Solar |  |  | Active Application | Protected Data | Protected Data |  |  | Residential | Solar* Rewards | 2020 |  | n/a
Xcel Energy | 85 | 13781 | IOU | 3943023 | 2.16 | Solar |  |  | Active Application | Protected Data | Protected Data |  |  | Residential | Solar* Rewards | 2020 |  | n/a
Xcel Energy | 85 | 13781 | IOU | 3946151 | 7.25 | Solar |  |  | Active Application | Protected Data | Protected Data |  |  | Residential | Solar* Rewards | 2020 |  | n/a
Xcel Energy | 85 | 13781 | IOU | 3946721 | 8.7 | Solar |  |  | Active Application | Protected Data | Protected Data |  |  | Residential | Solar* Rewards | 2020 |  | n/a
Xcel Energy | 85 | 13781 | IOU | 3946769 | 8.376 | Solar |  |  | Active Application | Protected Data | Protected Data |  |  | Residential | Solar* Rewards | 2020 |  | n/a
Xcel Energy | 85 | 13781 | IOU | 3946854 | 3.84 | Solar |  |  | Active Application | Protected Data | Protected Data |  |  | Residential | Solar* Rewards | 2020 |  | n/a
Xcel Energy | 85 | 13781 | IOU | 3947424 | 10.44 | Solar |  |  | Active Application | Protected Data | Protected Data |  |  | Residential | Solar* Rewards | 2020 |  | n/a
Xcel Energy | 85 | 13781 | IOU | 3947559 | 9.994 | Solar |  |  | Active Application | Protected Data | Protected Data |  |  | Residential | Solar* Rewards | 2020 |  | n/a
Xcel Energy | 85 | 13781 | IOU | 3947573 | 8.12 | Solar |  |  | Active Application | Protected Data | Protected Data |  |  | Residential | Solar* Rewards | 2020 |  | n/a
Xcel Energy | 85 | 13781 | IOU | 3947659 | 4.35 | Solar |  |  | Active Application | Protected Data | Protected Data |  |  | Residential | Solar* Rewards | 2020 |  | n/a
Xcel Energy | 85 | 13781 | IOU | 3947750 | 19.544 | Solar |  |  | Active Application | Protected Data | Protected Data |  |  | Residential | Solar* Rewards | 2020 |  | n/a
Xcel Energy | 85 | 13781 | IOU | 3947942 | 3.12 | Solar |  |  | Active Application | Protected Data | Protected Data |  |  | Residential | Solar* Rewards | 2020 |  | n/a
Xcel Energy | 85 | 13781 | IOU | 3948085 | 6.631 | Solar |  |  | Active Application | Protected Data | Protected Data |  |  | Residential | Solar* Rewards | 2020 |  | n/a
Xcel Energy | 85 | 13781 | IOU | 3948138 | 4.93 | Solar |  |  | Active Application | Protected Data | Protected Data |  |  | Residential | Solar* Rewards | 2020 |  | n/a
Xcel Energy | 85 | 13781 | IOU | 3948210 | 0 | Solar |  |  | Active Application | Protected Data | Protected Data |  |  | Residential | Solar* Rewards | 2020 |  | n/a
Xcel Energy | 85 | 13781 | IOU | 3949047 | 0 | Solar |  |  | Active Application | Protected Data | Protected Data |  |  | Residential | Solar* Rewards | 2020 |  | n/a
Xcel Energy | 85 | 13781 | IOU | 3949122 | 7.329 | Solar |  |  | Active Application | Protected Data | Protected Data |  |  | Residential | Solar* Rewards | 2020 |  | n/a
Xcel Energy | 85 | 13781 | IOU | 3949802 | 1.4 | Solar |  |  | Active Application | Protected Data | Protected Data |  |  | Residential | Solar* Rewards | 2020 |  | n/a
Xcel Energy | 85 | 13781 | IOU | 3949847 | 9.28 | Solar |  |  | Active Application | Protected Data | Protected Data |  |  | Residential | Solar* Rewards | 2020 |  | n/a
Xcel Energy | 85 | 13781 | IOU | 3950688 | 5 | Solar |  |  | Active Application | Protected Data | Protected Data |  |  | Residential | Solar* Rewards | 2020 |  | n/a
Xcel Energy | 85 | 13781 | IOU | 3950783 | 13.05 | Solar |  |  | Active Application | Protected Data | Protected Data |  |  | Residential | Solar* Rewards | 2020 |  | n/a
Xcel Energy | 85 | 13781 | IOU | 3951144 | 3.48 | Solar |  |  | Active Application | Protected Data | Protected Data |  |  | Residential | Solar* Rewards | 2020 |  | n/a
Xcel Energy | 85 | 13781 | IOU | 3951167 | 10.819 | Solar |  |  | Active Application | Protected Data | Protected Data |  |  | Residential | Solar* Rewards | 2020 |  | n/a
Xcel Energy | 85 | 13781 | IOU | 3951696 | 8.99 | Solar |  |  | Active Application | Protected Data | Protected Data |  |  | Residential | Solar* Rewards | 2020 |  | n/a
Xcel Energy | 85 | 13781 | IOU | 3952287 | 5.22 | Solar |  |  | Active Application | Protected Data | Protected Data |  |  | Residential | Solar* Rewards | 2020 |  | n/a
Xcel Energy | 85 | 13781 | IOU | 3952311 | 10 | Solar |  |  | Active Application | Protected Data | Protected Data |  |  | Residential | Solar* Rewards | 2020 |  | n/a
Xcel Energy | 85 | 13781 | IOU | 3952403 | 9.36 | Solar |  |  | Active Application | Protected Data | Protected Data |  |  | Residential | Solar* Rewards | 2020 |  | n/a
Xcel Energy | 85 | 13781 | IOU | 3952558 | 5.584 | Solar |  |  | Active Application | Protected Data | Protected Data |  |  | Residential | Solar* Rewards | 2020 |  | n/a
Xcel Energy | 85 | 13781 | IOU | 3952582 | 6.282 | Solar |  |  | Active Application | Protected Data | Protected Data |  |  | Residential | Solar* Rewards | 2020 |  | n/a
Xcel Energy | 85 | 13781 | IOU | 3953098 | 0 | Solar |  |  | Active Application | Protected Data | Protected Data |  |  | Residential | Solar* Rewards | 2020 |  | n/a
Xcel Energy | 85 | 13781 | IOU | 3953173 | 3.747 | Solar |  |  | Active Application | Protected Data | Protected Data |  |  | Residential | Solar* Rewards | 2020 |  | n/a
Xcel Energy | 85 | 13781 | IOU | 3953468 | 5 | Solar |  |  | Active Application | Protected Data | Protected Data |  |  | Residential | Solar* Rewards | 2020 |  | n/a
Xcel Energy | 85 | 13781 | IOU | 3953542 | 8.12 | Solar |  |  | Active Application | Protected Data | Protected Data |  |  | Residential | Solar* Rewards | 2020 |  | n/a
Xcel Energy | 85 | 13781 | IOU | 3954170 | 7.2 | Solar |  |  | Active Application | Protected Data | Protected Data |  |  | Residential | Solar* Rewards | 2020 |  | n/a
Xcel Energy | 85 | 13781 | IOU | 3954230 | 9.423 | Solar |  |  | Active Application | Protected Data | Protected Data |  |  | Residential | Solar* Rewards | 2020 |  | n/a
Xcel Energy | 85 | 13781 | IOU | 3954508 | 4.95 | Solar |  |  | Active Application | Protected Data | Protected Data |  |  | Residential | Solar* Rewards | 2020 |  | n/a
Xcel Energy | 85 | 13781 | IOU | 3954512 | 4.32 | Solar |  |  | Active Application | Protected Data | Protected Data |  |  | Residential | Solar* Rewards | 2020 |  | n/a
Xcel Energy | 85 | 13781 | IOU | 3954521 | 7.54 | Solar |  |  | Active Application | Protected Data | Protected Data |  |  | Residential | Solar* Rewards | 2020 |  | n/a
Xcel Energy | 85 | 13781 | IOU | 3954650 | 3.85 | Solar |  |  | Active Application | Protected Data | Protected Data |  |  | Residential | Solar* Rewards | 2020 |  | n/a
Xcel Energy | 85 | 13781 | IOU | 3954658 | 8.376 | Solar |  |  | Active Application | Protected Data | Protected Data |  |  | Residential | Solar* Rewards | 2020 |  | n/a
Xcel Energy | 85 | 13781 | IOU | 3954684 | 7.15 | Solar |  |  | Active Application | Protected Data | Protected Data |  |  | Residential | Solar* Rewards | 2020 |  | n/a
Xcel Energy | 85 | 13781 | IOU | 3954742 | 4.4 | Solar |  |  | Active Application | Protected Data | Protected Data |  |  | Residential | Solar* Rewards | 2020 |  | n/a
Xcel Energy | 85 | 13781 | IOU | 3954781 | 8.25 | Solar |  |  | Active Application | Protected Data | Protected Data |  |  | Residential | Solar* Rewards | 2020 |  | n/a
Xcel Energy | 85 | 13781 | IOU | 3954848 | 0 | Solar |  |  | Active Application | Protected Data | Protected Data |  |  | Residential | Solar* Rewards | 2020 |  | n/a
Xcel Energy | 85 | 13781 | IOU | 3954888 | 2.75 | Solar |  |  | Active Application | Protected Data | Protected Data |  |  | Residential | Solar* Rewards | 2020 |  | n/a
Xcel Energy | 85 | 13781 | IOU | 3954926 | 7.54 | Solar |  |  | Active Application | Protected Data | Protected Data |  |  | Residential | Solar* Rewards | 2020 |  | n/a
Xcel Energy | 85 | 13781 | IOU | 3955005 | 3.85 | Solar |  |  | Active Application | Protected Data | Protected Data |  |  | Residential | Solar* Rewards | 2020 |  | n/a
Xcel Energy | 85 | 13781 | IOU | 3955045 | 4.95 | Solar |  |  | Active Application | Protected Data | Protected Data |  |  | Residential | Solar* Rewards | 2020 |  | n/a
Xcel Energy | 85 | 13781 | IOU | 3955187 | 7.15 | Solar |  |  | Active Application | Protected Data | Protected Data |  |  | Residential | Solar* Rewards | 2020 |  | n/a
Xcel Energy | 85 | 13781 | IOU | 3955228 | 0 | Solar |  |  | Active Application | Protected Data | Protected Data |  |  | Residential | Solar* Rewards | 2020 |  | n/a
Xcel Energy | 85 | 13781 | IOU | 3955238 | 6.6 | Solar |  |  | Active Application | Protected Data | Protected Data |  |  | Residential | Solar* Rewards | 2020 |  | n/a
Xcel Energy | 85 | 13781 | IOU | 3955295 | 8.8 | Solar |  |  | Active Application | Protected Data | Protected Data |  |  | Residential | Solar* Rewards | 2020 |  | n/a
Xcel Energy | 85 | 13781 | IOU | 3955364 | 0 | Solar |  |  | Active Application | Protected Data | Protected Data |  |  | Residential | Solar* Rewards | 2020 |  | n/a
Xcel Energy | 85 | 13781 | IOU | 3955371 | 6.6 | Solar |  |  | Active Application | Protected Data | Protected Data |  |  | Residential | Solar* Rewards | 2020 |  | n/a
Xcel Energy | 85 | 13781 | IOU | 3955378 | 5.22 | Solar |  |  | Active Application | Protected Data | Protected Data |  |  | Residential | Solar* Rewards | 2020 |  | n/a
Xcel Energy | 85 | 13781 | IOU | 3958272 | 5 | Solar |  |  | Active Application | Protected Data | Protected Data |  |  | Residential | Solar* Rewards | 2020 |  | n/a
Xcel Energy | 85 | 13781 | IOU | 3958326 | 9.86 | Solar |  |  | Active Application | Protected Data | Protected Data |  |  | Residential | Solar* Rewards | 2020 |  | n/a
Xcel Energy | 85 | 13781 | IOU | 3958946 | 3.747 | Solar |  |  | Active Application | Protected Data | Protected Data |  |  | Residential | Solar* Rewards | 2020 |  | n/a
Xcel Energy | 85 | 13781 | IOU | 3959166 | 2.61 | Solar |  |  | Active Application | Protected Data | Protected Data |  |  | Residential | Solar* Rewards | 2020 |  | n/a
Xcel Energy | 85 | 13781 | IOU | 3959325 | 6 | Solar |  |  | Active Application | Protected Data | Protected Data |  |  | Residential | Solar* Rewards | 2020 |  | n/a
Xcel Energy | 85 | 13781 | IOU | 3959438 | 7.616 | Solar |  |  | Active Application | Protected Data | Protected Data |  |  | Residential | Solar* Rewards | 2020 |  | n/a
Xcel Energy | 85 | 13781 | IOU | 3960431 | 500 | Solar |  |  | Active Application | Protected Data | Protected Data |  |  | Commercial | Solar* Rewards | 2020 |  | n/a
Xcel Energy | 85 | 13781 | IOU | 3960512 | 4.93 | Solar |  |  | Active Application | Protected Data | Protected Data |  |  | Residential | Solar* Rewards | 2020 |  | n/a
Xcel Energy | 85 | 13781 | IOU | 3960787 | 2.9 | Solar |  |  | Active Application | Protected Data | Protected Data |  |  | Residential | Solar* Rewards | 2020 |  | n/a
Xcel Energy | 85 | 13781 | IOU | 3964542 | 7.15 | Solar |  |  | Active Application | Protected Data | Protected Data |  |  | Residential | Solar* Rewards | 2020 |  | n/a
Xcel Energy | 85 | 13781 | IOU | 3964568 | 7.7 | Solar |  |  | Active Application | Protected Data | Protected Data |  |  | Residential | Solar* Rewards | 2020 |  | n/a
Xcel Energy | 85 | 13781 | IOU | 3964573 | 6.09 | Solar |  |  | Active Application | Protected Data | Protected Data |  |  | Residential | Solar* Rewards | 2020 |  | n/a
Xcel Energy | 85 | 13781 | IOU | 3964617 | 6.6 | Solar |  |  | Active Application | Protected Data | Protected Data |  |  | Residential | Solar* Rewards | 2020 |  | n/a
Xcel Energy | 85 | 13781 | IOU | 3964656 | 7.7 | Solar |  |  | Active Application | Protected Data | Protected Data |  |  | Residential | Solar* Rewards | 2020 |  | n/a
Xcel Energy | 85 | 13781 | IOU | 3964753 | 4.95 | Solar |  |  | Active Application | Protected Data | Protected Data |  |  | Residential | Solar* Rewards | 2020 |  | n/a
Xcel Energy | 85 | 13781 | IOU | 3965258 | 20.7 | Solar |  |  | Active Application | Protected Data | Protected Data |  |  | Residential | Solar* Rewards | 2020 |  | n/a
Xcel Energy | 85 | 13781 | IOU | 3965437 | 9.994 | Solar |  |  | Active Application | Protected Data | Protected Data |  |  | Residential | Solar* Rewards | 2020 |  | n/a
Xcel Energy | 85 | 13781 | IOU | 3965736 | 19.14 | Solar |  |  | Active Application | Protected Data | Protected Data |  |  | Residential | Solar* Rewards | 2020 |  | n/a
Xcel Energy | 85 | 13781 | IOU | 3966382 | 3.747 | Solar |  |  | Active Application | Protected Data | Protected Data |  |  | Residential | Solar* Rewards | 2020 |  | n/a
Xcel Energy | 85 | 13781 | IOU | 3966415 | 15.232 | Solar |  |  | Active Application | Protected Data | Protected Data |  |  | Residential | Solar* Rewards | 2020 |  | n/a
Xcel Energy | 85 | 13781 | IOU | 3966485 | 9.994 | Solar |  |  | Active Application | Protected Data | Protected Data |  |  | Residential | Solar* Rewards | 2020 |  | n/a
Xcel Energy | 85 | 13781 | IOU | 3966525 | 3.747 | Solar |  |  | Active Application | Protected Data | Protected Data |  |  | Residential | Solar* Rewards | 2020 |  | n/a
Xcel Energy | 85 | 13781 | IOU | 3966580 | 6.24 | Solar |  |  | Active Application | Protected Data | Protected Data |  |  | Residential | Solar* Rewards | 2020 |  | n/a
Xcel Energy | 85 | 13781 | IOU | 3966997 | 11.89 | Solar |  |  | Active Application | Protected Data | Protected Data |  |  | Commercial | Solar* Rewards | 2020 |  | n/a
Xcel Energy | 85 | 13781 | IOU | 3967801 | 7.54 | Solar |  |  | Active Application | Protected Data | Protected Data |  |  | Residential | Solar* Rewards | 2020 |  | n/a
Xcel Energy | 85 | 13781 | IOU | 3969874 | 11.6 | Solar |  |  | Active Application | Protected Data | Protected Data |  |  | Residential | Solar* Rewards | 2020 |  | n/a
Xcel Energy | 85 | 13781 | IOU | 3969889 | 7.794 | Solar |  |  | Active Application | Protected Data | Protected Data |  |  | Residential | Solar* Rewards | 2020 |  | n/a
Xcel Energy | 85 | 13781 | IOU | 3970098 | 6.09 | Solar |  |  | Active Application | Protected Data | Protected Data |  |  | Residential | Solar* Rewards | 2020 |  | n/a
Xcel Energy | 85 | 13781 | IOU | 3970289 | 5.8 | Solar |  |  | Active Application | Protected Data | Protected Data |  |  | Residential | Solar* Rewards | 2020 |  | n/a
Xcel Energy | 85 | 13781 | IOU | 3970611 | 1000 | Solar |  |  | Active Application | Protected Data | Protected Data | LAE | LAE061 | Community Solar Garden | Solar* Rewards Community | 2020 |  | n/a
Xcel Energy | 85 | 13781 | IOU | 3970638 | 11.995 | Solar |  |  | Active Application | Protected Data | Protected Data |  |  | Residential | Solar* Rewards | 2020 |  | n/a
Xcel Energy | 85 | 13781 | IOU | 3972822 | 0 | Solar |  |  | Active Application | Protected Data | Protected Data |  |  | Residential | Solar* Rewards | 2020 |  | n/a
Xcel Energy | 85 | 13781 | IOU | 3972848 | 9.994 | Solar |  |  | Active Application | Protected Data | Protected Data |  |  | Residential | Solar* Rewards | 2020 |  | n/a
Xcel Energy | 85 | 13781 | IOU | 3973307 | 10.15 | Solar |  |  | Active Application | Protected Data | Protected Data |  |  | Residential | Solar* Rewards | 2020 |  | n/a
Xcel Energy | 85 | 13781 | IOU | 3973835 | 7.616 | Solar |  |  | Active Application | Protected Data | Protected Data |  |  | Residential | Solar* Rewards | 2020 |  | n/a
Xcel Energy | 85 | 13781 | IOU | 3974030 | 2.16 | Solar |  |  | Active Application | Protected Data | Protected Data |  |  | Residential | Solar* Rewards | 2020 |  | n/a
Xcel Energy | 85 | 13781 | IOU | 3974057 | 7.616 | Solar |  |  | Active Application | Protected Data | Protected Data |  |  | Residential | Solar* Rewards | 2020 |  | n/a
Xcel Energy | 85 | 13781 | IOU | 3975159 | 14.21 | Solar |  |  | Active Application | Protected Data | Protected Data |  |  | Residential | Solar* Rewards | 2020 |  | n/a
Xcel Energy | 85 | 13781 | IOU | 3975829 | 1000 | Solar |  |  | Active Application | Protected Data | Protected Data | SCL | SCL322 | Community Solar Garden | Solar* Rewards Community | 2020 |  | n/a
Xcel Energy | 85 | 13781 | IOU | 3975885 | 1000 | Solar |  |  | Active Application | Protected Data | Protected Data | STW | STW021 | Community Solar Garden | Solar* Rewards Community | 2020 |  | n/a
Xcel Energy | 85 | 13781 | IOU | 3975895 | 20.88 | Solar |  |  | Active Application | Protected Data | Protected Data |  |  | Residential | Solar* Rewards | 2020 |  | n/a
Xcel Energy | 85 | 13781 | IOU | 3976230 | 5 | Solar |  |  | Active Application | Protected Data | Protected Data |  |  | Residential | Solar* Rewards | 2020 |  | n/a
Xcel Energy | 85 | 13781 | IOU | 3976260 | 7.616 | Solar |  |  | Active Application | Protected Data | Protected Data |  |  | Residential | Solar* Rewards | 2020 |  | n/a
Xcel Energy | 85 | 13781 | IOU | 3976288 | 6 | Solar |  |  | Active Application | Protected Data | Protected Data |  |  | Residential | Solar* Rewards | 2020 |  | n/a
Xcel Energy | 85 | 13781 | IOU | 3976449 | 3.84 | Solar |  |  | Active Application | Protected Data | Protected Data |  |  | Residential | Solar* Rewards | 2020 |  | n/a
Xcel Energy | 85 | 13781 | IOU | 3980675 | 11.39 | Solar |  |  | Active Application | Protected Data | Protected Data |  |  | Residential | Solar* Rewards | 2020 |  | n/a
Xcel Energy | 85 | 13781 | IOU | 3980856 | 7.616 | Solar |  |  | Active Application | Protected Data | Protected Data |  |  | Residential | Solar* Rewards | 2020 |  | n/a
Xcel Energy | 85 | 13781 | IOU | 3981291 | 7.616 | Solar |  |  | Active Application | Protected Data | Protected Data |  |  | Residential | Solar* Rewards | 2020 |  | n/a
Xcel Energy | 85 | 13781 | IOU | 3983734 | 1000 | Solar |  |  | Active Application | Protected Data | Protected Data | DAN | DAN021 | Community Solar Garden | Solar* Rewards Community | 2020 |  | n/a
Xcel Energy | 85 | 13781 | IOU | 3983799 | 1.68 | Solar |  |  | Active Application | Protected Data | Protected Data |  |  | Residential | Solar* Rewards | 2020 |  | n/a
Xcel Energy | 85 | 13781 | IOU | 3983857 | 1000 | Solar |  |  | Active Application | Protected Data | Protected Data | WEB | WEB021 | Community Solar Garden | Solar* Rewards Community | 2020 |  | n/a
Xcel Energy | 85 | 13781 | IOU | 3983930 | 4.06 | Solar |  |  | Active Application | Protected Data | Protected Data |  |  | Residential | Solar* Rewards | 2020 |  | n/a
Xcel Energy | 85 | 13781 | IOU | 3983932 | 1000 | Solar |  |  | Active Application | Protected Data | Protected Data | PAT | PAT312 | Community Solar Garden | Solar* Rewards Community | 2020 |  | n/a
Xcel Energy | 85 | 13781 | IOU | 3984049 | 66.6 | Solar |  |  | Active Application | Protected Data | Protected Data |  |  | Commercial | Solar* Rewards | 2020 |  | n/a
Xcel Energy | 85 | 13781 | IOU | 3984387 | 5 | Solar |  |  | Active Application | Protected Data | Protected Data |  |  | Residential | Solar* Rewards | 2020 |  | n/a
Xcel Energy | 85 | 13781 | IOU | 3984687 | 2.962 | Solar |  |  | Active Application | Protected Data | Protected Data |  |  | Residential | Solar* Rewards | 2020 |  | n/a
Xcel Energy | 85 | 13781 | IOU | 3984716 | 3.747 | Solar |  |  | Active Application | Protected Data | Protected Data |  |  | Residential | Solar* Rewards | 2020 |  | n/a
Xcel Energy | 85 | 13781 | IOU | 3984733 | 29.7 | Solar |  |  | Active Application | Protected Data | Protected Data |  |  | Commercial | Solar* Rewards | 2020 |  | n/a
Xcel Energy | 85 | 13781 | IOU | 3984774 | 8.12 | Solar |  |  | Active Application | Protected Data | Protected Data |  |  | Residential | Solar* Rewards | 2020 |  | n/a
Xcel Energy | 85 | 13781 | IOU | 3984889 | 6.96 | Solar |  |  | Active Application | Protected Data | Protected Data |  |  | Residential | Solar* Rewards | 2020 |  | n/a
Xcel Energy | 85 | 13781 | IOU | 3984995 | 15.84 | Solar |  |  | Active Application | Protected Data | Protected Data |  |  | Residential | Solar* Rewards | 2020 |  | n/a
Xcel Energy | 85 | 13781 | IOU | 3985028 | 29.7 | Solar |  |  | Active Application | Protected Data | Protected Data |  |  | Residential | Solar* Rewards | 2020 |  | n/a
Xcel Energy | 85 | 13781 | IOU | 3985304 | 105 | Solar |  |  | Active Application | Protected Data | Protected Data |  |  | Commercial | Solar* Rewards | 2020 |  | n/a
Xcel Energy | 85 | 13781 | IOU | 3985353 | 3.747 | Solar |  |  | Active Application | Protected Data | Protected Data |  |  | Residential | Solar* Rewards | 2020 |  | n/a
Xcel Energy | 85 | 13781 | IOU | 3985521 | 6 | Solar |  |  | Active Application | Protected Data | Protected Data |  |  | Residential | Solar* Rewards | 2020 |  | n/a
Xcel Energy | 85 | 13781 | IOU | 3986241 | 7.83 | Solar |  |  | Active Application | Protected Data | Protected Data |  |  | Residential | Solar* Rewards | 2020 |  | n/a
Xcel Energy | 85 | 13781 | IOU | 3986317 | 6 | Solar |  |  | Active Application | Protected Data | Protected Data |  |  | Residential | Solar* Rewards | 2020 |  | n/a
Xcel Energy | 85 | 13781 | IOU | 3986736 | 13.05 | Solar |  |  | Active Application | Protected Data | Protected Data |  |  | Residential | Solar* Rewards | 2020 |  | n/a
Xcel Energy | 85 | 13781 | IOU | 3987000 | 5.22 | Solar |  |  | Active Application | Protected Data | Protected Data |  |  | Residential | Solar* Rewards | 2020 |  | n/a
Xcel Energy | 85 | 13781 | IOU | 3987148 | 1000 | Solar |  |  | Active Application | Protected Data | Protected Data | WAT | WAT081 | Community Solar Garden | Solar* Rewards Community | 2020 |  | n/a
Xcel Energy | 85 | 13781 | IOU | 3987276 | 9.86 | Solar |  |  | Active Application | Protected Data | Protected Data |  |  | Residential | Solar* Rewards | 2020 |  | n/a
Xcel Energy | 85 | 13781 | IOU | 3987277 | 0 | Solar |  |  | Active Application | Protected Data | Protected Data |  |  | Residential | Solar* Rewards | 2020 |  | n/a
Xcel Energy | 85 | 13781 | IOU | 3987513 | 5 | Solar |  |  | Active Application | Protected Data | Protected Data |  |  | Residential | Solar* Rewards | 2020 |  | n/a
Xcel Energy | 85 | 13781 | IOU | 3987875 | 5.51 | Solar |  |  | Active Application | Protected Data | Protected Data |  |  | Residential | Solar* Rewards | 2020 |  | n/a
Xcel Energy | 85 | 13781 | IOU | 3988335 | 1000 | Solar |  |  | Active Application | Protected Data | Protected Data | MHW | MHW311 | Community Solar Garden | Solar* Rewards Community | 2020 |  | n/a
Xcel Energy | 85 | 13781 | IOU | 3988372 | 3.747 | Solar |  |  | Active Application | Protected Data | Protected Data |  |  | Residential | Solar* Rewards | 2020 |  | n/a
Xcel Energy | 85 | 13781 | IOU | 3989028 | 6 | Solar |  |  | Active Application | Protected Data | Protected Data |  |  | Residential | Solar* Rewards | 2020 |  | n/a
Xcel Energy | 85 | 13781 | IOU | 3989042 | 4.188 | Solar |  |  | Active Application | Protected Data | Protected Data |  |  | Residential | Solar* Rewards | 2020 |  | n/a
Xcel Energy | 85 | 13781 | IOU | 3989072 | 5.8 | Solar |  |  | Active Application | Protected Data | Protected Data |  |  | Residential | Solar* Rewards | 2020 |  | n/a
Xcel Energy | 85 | 13781 | IOU | 3989231 | 5 | Solar |  |  | Active Application | Protected Data | Protected Data |  |  | Residential | Solar* Rewards | 2020 |  | n/a
Xcel Energy | 85 | 13781 | IOU | 3989280 | 4.886 | Solar |  |  | Active Application | Protected Data | Protected Data |  |  | Residential | Solar* Rewards | 2020 |  | n/a
Xcel Energy | 85 | 13781 | IOU | 3989318 | 3.747 | Solar |  |  | Active Application | Protected Data | Protected Data |  |  | Residential | Solar* Rewards | 2020 |  | n/a
Xcel Energy | 85 | 13781 | IOU | 3989349 | 13.86 | Solar |  |  | Active Application | Protected Data | Protected Data |  |  | Residential | Solar* Rewards | 2020 |  | n/a
Xcel Energy | 85 | 13781 | IOU | 3989355 | 8.376 | Solar |  |  | Active Application | Protected Data | Protected Data |  |  | Residential | Solar* Rewards | 2020 |  | n/a
Xcel Energy | 85 | 13781 | IOU | 3989596 | 6.282 | Solar |  |  | Active Application | Protected Data | Protected Data |  |  | Residential | Solar* Rewards | 2020 |  | n/a
Xcel Energy | 85 | 13781 | IOU | 3989795 | 7.92 | Solar |  |  | Active Application | Protected Data | Protected Data |  |  | Residential | Solar* Rewards | 2020 |  | n/a
Xcel Energy | 85 | 13781 | IOU | 3989963 | 4.64 | Solar |  |  | Active Application | Protected Data | Protected Data |  |  | Residential | Solar* Rewards | 2020 |  | n/a
Xcel Energy | 85 | 13781 | IOU | 3990019 | 0 | Solar |  |  | Active Application | Protected Data | Protected Data |  |  | Residential | Solar* Rewards | 2020 |  | n/a
Xcel Energy | 85 | 13781 | IOU | 3990227 | 5.22 | Solar |  |  | Active Application | Protected Data | Protected Data |  |  | Residential | Solar* Rewards | 2020 |  | n/a
Xcel Energy | 85 | 13781 | IOU | 3990524 | 5.22 | Solar |  |  | Active Application | Protected Data | Protected Data |  |  | Residential | Solar* Rewards | 2020 |  | n/a
Xcel Energy | 85 | 13781 | IOU | 3993362 | 9.12 | Solar |  |  | Active Application | Protected Data | Protected Data |  |  | Residential | Solar* Rewards | 2020 |  | n/a
Xcel Energy | 85 | 13781 | IOU | 3993435 | 6.6 | Solar |  |  | Active Application | Protected Data | Protected Data |  |  | Residential | Solar* Rewards | 2020 |  | n/a
Xcel Energy | 85 | 13781 | IOU | 3993876 | 6 | Solar |  |  | Active Application | Protected Data | Protected Data |  |  | Residential | Solar* Rewards | 2020 |  | n/a
Xcel Energy | 85 | 13781 | IOU | 3994196 | 3.48 | Solar |  |  | Active Application | Protected Data | Protected Data |  |  | Residential | Solar* Rewards | 2020 |  | n/a
Xcel Energy | 85 | 13781 | IOU | 3994211 | 15.6 | Solar |  |  | Active Application | Protected Data | Protected Data |  |  | Residential | Solar* Rewards | 2020 |  | n/a
Xcel Energy | 85 | 13781 | IOU | 3994345 | 1000 | Solar |  |  | Active Application | Protected Data | Protected Data | RAP | RAP081 | Community Solar Garden | Solar* Rewards Community | 2020 |  | n/a
Xcel Energy | 85 | 13781 | IOU | 3994364 | 1000 | Solar |  |  | Active Application | Protected Data | Protected Data | SIP | SIP073 | Community Solar Garden | Solar* Rewards Community | 2020 |  | n/a
Xcel Energy | 85 | 13781 | IOU | 3994650 | 1000 | Solar |  |  | Active Application | Protected Data | Protected Data | CLC | CLC221 | Community Solar Garden | Solar* Rewards Community | 2020 |  | n/a
Xcel Energy | 85 | 13781 | IOU | 3995208 | 7.616 | Solar |  |  | Active Application | Protected Data | Protected Data |  |  | Residential | Solar* Rewards | 2020 |  | n/a
Xcel Energy | 85 | 13781 | IOU | 3995231 | 11.6 | Solar |  |  | Active Application | Protected Data | Protected Data |  |  | Residential | Solar* Rewards | 2020 |  | n/a
Xcel Energy | 85 | 13781 | IOU | 3995850 | 14.4 | Solar |  |  | Active Application | Protected Data | Protected Data |  |  | Commercial | Solar* Rewards | 2020 |  | n/a
Xcel Energy | 85 | 13781 | IOU | 3995884 | 9.994 | Solar |  |  | Active Application | Protected Data | Protected Data |  |  | Residential | Solar* Rewards | 2020 |  | n/a
Xcel Energy | 85 | 13781 | IOU | 3997860 | 0 | Solar |  |  | Active Application | Protected Data | Protected Data |  |  | Commercial | Solar* Rewards | 2020 |  | n/a
Xcel Energy | 85 | 13781 | IOU | 3998565 | 14.5 | Solar |  |  | Active Application | Protected Data | Protected Data |  |  | Residential | Solar* Rewards | 2020 |  | n/a
Xcel Energy | 85 | 13781 | IOU | 3998649 | 0.72 | Solar |  |  | Active Application | Protected Data | Protected Data |  |  | Residential | Solar* Rewards | 2020 |  | n/a
Xcel Energy | 85 | 13781 | IOU | 3998849 | 3.48 | Solar |  |  | Active Application | Protected Data | Protected Data |  |  | Residential | Solar* Rewards | 2020 |  | n/a
Xcel Energy | 85 | 13781 | IOU | 3999090 | 7.616 | Solar |  |  | Active Application | Protected Data | Protected Data |  |  | Residential | Solar* Rewards | 2020 |  | n/a
Xcel Energy | 85 | 13781 | IOU | 3999605 | 3.36 | Solar |  |  | Active Application | Protected Data | Protected Data |  |  | Residential | Solar* Rewards | 2020 |  | n/a
Xcel Energy | 85 | 13781 | IOU | 3999613 | 5 | Solar |  |  | Active Application | Protected Data | Protected Data |  |  | Residential | Solar* Rewards | 2020 |  | n/a
Xcel Energy | 85 | 13781 | IOU | 4001854 | 9.57 | Solar |  |  | Active Application | Protected Data | Protected Data |  |  | Commercial | Solar* Rewards | 2020 |  | n/a
Xcel Energy | 85 | 13781 | IOU | 4003920 | 0 | Solar |  |  | Active Application | Protected Data | Protected Data |  |  | Commercial | Solar* Rewards | 2020 |  | n/a
Xcel Energy | 85 | 13781 | IOU | 4004360 | 2.32 | Solar |  |  | Active Application | Protected Data | Protected Data |  |  | Residential | Solar* Rewards | 2020 |  | n/a
Xcel Energy | 85 | 13781 | IOU | 4004413 | 1000 | Solar |  |  | Active Application | Protected Data | Protected Data | SAK | SAK312 | Community Solar Garden | Solar* Rewards Community | 2020 |  | n/a
Xcel Energy | 85 | 13781 | IOU | 4004601 | 3.48 | Solar |  |  | Active Application | Protected Data | Protected Data |  |  | Residential | Solar* Rewards | 2020 |  | n/a
Xcel Energy | 85 | 13781 | IOU | 4004710 | 6.09 | Solar |  |  | Active Application | Protected Data | Protected Data |  |  | Residential | Solar* Rewards | 2020 |  | n/a
Xcel Energy | 85 | 13781 | IOU | 4004932 | 4.188 | Solar |  |  | Active Application | Protected Data | Protected Data |  |  | Residential | Solar* Rewards | 2020 |  | n/a
Xcel Energy | 85 | 13781 | IOU | 4004979 | 100 | Solar |  |  | Active Application | Protected Data | Protected Data |  |  | Commercial | Solar* Rewards | 2020 |  | n/a
Xcel Energy | 85 | 13781 | IOU | 4005577 | 1000 | Solar |  |  | Active Application | Protected Data | Protected Data | WEF | WEF071 | Community Solar Garden | Solar* Rewards Community | 2020 |  | n/a
Xcel Energy | 85 | 13781 | IOU | 4005933 | 5.51 | Solar |  |  | Active Application | Protected Data | Protected Data |  |  | Residential | Solar* Rewards | 2020 |  | n/a
Xcel Energy | 85 | 13781 | IOU | 4005996 | 3 | Solar |  |  | Active Application | Protected Data | Protected Data |  |  | Residential | Solar* Rewards | 2020 |  | n/a
Xcel Energy | 85 | 13781 | IOU | 4006469 | 100 | Solar |  |  | Active Application | Protected Data | Protected Data |  |  | Commercial | Solar* Rewards | 2020 |  | n/a
Xcel Energy | 85 | 13781 | IOU | 4006565 | 5.22 | Solar |  |  | Active Application | Protected Data | Protected Data |  |  | Residential | Solar* Rewards | 2020 |  | n/a
Xcel Energy | 85 | 13781 | IOU | 4006843 | 11.39 | Solar |  |  | Active Application | Protected Data | Protected Data |  |  | Residential | Solar* Rewards | 2020 |  | n/a
Xcel Energy | 85 | 13781 | IOU | 4007137 | 5.04 | Solar |  |  | Active Application | Protected Data | Protected Data |  |  | Residential | Solar* Rewards | 2020 |  | n/a
Xcel Energy | 85 | 13781 | IOU | 4007170 | 4.06 | Solar |  |  | Active Application | Protected Data | Protected Data |  |  | Residential | Solar* Rewards | 2020 |  | n/a
Xcel Energy | 85 | 13781 | IOU | 4007276 | 1000 | Solar |  |  | Active Application | Protected Data | Protected Data | SMT | SMT072 | Community Solar Garden | Solar* Rewards Community | 2020 |  | n/a
Xcel Energy | 85 | 13781 | IOU | 4007827 | 7.329 | Solar |  |  | Active Application | Protected Data | Protected Data |  |  | Residential | Solar* Rewards | 2020 |  | n/a
Xcel Energy | 85 | 13781 | IOU | 4007972 | 7.616 | Solar |  |  | Active Application | Protected Data | Protected Data |  |  | Residential | Solar* Rewards | 2020 |  | n/a
Xcel Energy | 85 | 13781 | IOU | 4008389 | 100 | Solar |  |  | Active Application | Protected Data | Protected Data |  |  | Commercial | Solar* Rewards | 2020 |  | n/a
Xcel Energy | 85 | 13781 | IOU | 4008620 | 6.67 | Solar |  |  | Active Application | Protected Data | Protected Data |  |  | Residential | Solar* Rewards | 2020 |  | n/a
Xcel Energy | 85 | 13781 | IOU | 4008635 | 15.232 | Solar |  |  | Active Application | Protected Data | Protected Data |  |  | Residential | Solar* Rewards | 2020 |  | n/a
Xcel Energy | 85 | 13781 | IOU | 4008642 | 5.51 | Solar |  |  | Active Application | Protected Data | Protected Data |  |  | Residential | Solar* Rewards | 2020 |  | n/a
Xcel Energy | 85 | 13781 | IOU | 4009050 | 0 | Solar |  |  | Active Application | Protected Data | Protected Data |  |  | Commercial | Solar* Rewards | 2020 |  | n/a
Xcel Energy | 85 | 13781 | IOU | 4009064 | 7.54 | Solar |  |  | Active Application | Protected Data | Protected Data |  |  | Residential | Solar* Rewards | 2020 |  | n/a
Xcel Energy | 85 | 13781 | IOU | 4009203 | 1000 | Solar |  |  | Active Application | Protected Data | Protected Data | FRA | FRA211 | Community Solar Garden | Solar* Rewards Community | 2020 |  | n/a
Xcel Energy | 85 | 13781 | IOU | 4009386 | 4.8 | Solar |  |  | Active Application | Protected Data | Protected Data |  |  | Residential | Solar* Rewards | 2020 |  | n/a
Xcel Energy | 85 | 13781 | IOU | 4009569 | 2.32 | Solar |  |  | Active Application | Protected Data | Protected Data |  |  | Residential | Solar* Rewards | 2020 |  | n/a
Xcel Energy | 85 | 13781 | IOU | 4009725 | 8.99 | Solar |  |  | Active Application | Protected Data | Protected Data |  |  | Residential | Solar* Rewards | 2020 |  | n/a
Xcel Energy | 85 | 13781 | IOU | 4010612 | 1000 | Solar |  |  | Active Application | Protected Data | Protected Data | WIN | WIN043 | Community Solar Garden | Solar* Rewards Community | 2020 |  | n/a
Xcel Energy | 85 | 13781 | IOU | 4010725 | 1000 | Solar |  |  | Active Application | Protected Data | Protected Data | MHW | MHW311 | Community Solar Garden | Solar* Rewards Community | 2020 |  | n/a
Xcel Energy | 85 | 13781 | IOU | 4010922 | 1000 | Solar |  |  | Active Application | Protected Data | Protected Data | MYN | MYN021 | Community Solar Garden | Solar* Rewards Community | 2020 |  | n/a
Xcel Energy | 85 | 13781 | IOU | 4011352 | 1000 | Solar |  |  | Active Application | Protected Data | Protected Data | TSS | TSS061 | Community Solar Garden | Solar* Rewards Community | 2020 |  | n/a
Xcel Energy | 85 | 13781 | IOU | 4011461 | 1000 | Solar |  |  | Active Application | Protected Data | Protected Data | WAT | WAT221 | Community Solar Garden | Solar* Rewards Community | 2020 |  | n/a
Xcel Energy | 85 | 13781 | IOU | 4011489 | 1000 | Solar |  |  | Active Application | Protected Data | Protected Data | WAT | WAT021 | Community Solar Garden | Solar* Rewards Community | 2020 |  | n/a
Xcel Energy | 85 | 13781 | IOU | 4011543 | 1000 | Solar |  |  | Active Application | Protected Data | Protected Data | LAY | LAY061 | Community Solar Garden | Solar* Rewards Community | 2020 |  | n/a
Xcel Energy | 85 | 13781 | IOU | 4011588 | 1000 | Solar |  |  | Active Application | Protected Data | Protected Data | GIB | GIB021 | Community Solar Garden | Solar* Rewards Community | 2020 |  | n/a
Xcel Energy | 85 | 13781 | IOU | 4011674 | 1000 | Solar |  |  | Active Application | Protected Data | Protected Data | NOF | NOF061 | Community Solar Garden | Solar* Rewards Community | 2020 |  | n/a
Xcel Energy | 85 | 13781 | IOU | 4011775 | 1000 | Solar |  |  | Active Application | Protected Data | Protected Data | RED | RED091 | Community Solar Garden | Solar* Rewards Community | 2020 |  | n/a
Xcel Energy | 85 | 13781 | IOU | 4014332 | 0 | Solar |  |  | Active Application | Protected Data | Protected Data |  |  | Residential | Solar* Rewards | 2020 |  | n/a
Xcel Energy | 85 | 13781 | IOU | 4015457 | 24.07 | Solar |  |  | Active Application | Protected Data | Protected Data |  |  | Residential | Solar* Rewards | 2020 |  | n/a
Xcel Energy | 85 | 13781 | IOU | 4015747 | 0 | Solar |  |  | Active Application | Protected Data | Protected Data |  |  | Residential | Solar* Rewards | 2020 |  | n/a
Xcel Energy | 85 | 13781 | IOU | 4015748 | 7.616 | Solar |  |  | Active Application | Protected Data | Protected Data |  |  | Residential | Solar* Rewards | 2020 |  | n/a
Xcel Energy | 85 | 13781 | IOU | 4015814 | 5.584 | Solar |  |  | Active Application | Protected Data | Protected Data |  |  | Residential | Solar* Rewards | 2020 |  | n/a
Xcel Energy | 85 | 13781 | IOU | 4018763 | 1000 | Solar |  |  | Active Application | Protected Data | Protected Data | LAP | LAP311 | Community Solar Garden | Solar* Rewards Community | 2020 |  | n/a
Xcel Energy | 85 | 13781 | IOU | 4019301 | 3.48 | Solar |  |  | Active Application | Protected Data | Protected Data |  |  | Residential | Solar* Rewards | 2020 |  | n/a
Xcel Energy | 85 | 13781 | IOU | 4019454 | 15.232 | Solar |  |  | Active Application | Protected Data | Protected Data |  |  | Residential | Solar* Rewards | 2020 |  | n/a
Xcel Energy | 85 | 13781 | IOU | 4019493 | 100 | Solar |  |  | Active Application | Protected Data | Protected Data |  |  | Commercial | Solar* Rewards | 2020 |  | n/a
Xcel Energy | 85 | 13781 | IOU | 4019755 | 3.3 | Solar |  |  | Active Application | Protected Data | Protected Data |  |  | Residential | Solar* Rewards | 2020 |  | n/a
Xcel Energy | 85 | 13781 | IOU | 4019825 | 1000 | Solar |  |  | Active Application | Protected Data | Protected Data | BIS | BIS001 | Community Solar Garden | Solar* Rewards Community | 2020 |  | n/a
Xcel Energy | 85 | 13781 | IOU | 4019837 | 4.4 | Solar |  |  | Active Application | Protected Data | Protected Data |  |  | Residential | Solar* Rewards | 2020 |  | n/a
Xcel Energy | 85 | 13781 | IOU | 4019843 | 9.9 | Solar |  |  | Active Application | Protected Data | Protected Data |  |  | Residential | Solar* Rewards | 2020 |  | n/a
Xcel Energy | 85 | 13781 | IOU | 4019863 | 11 | Solar |  |  | Active Application | Protected Data | Protected Data |  |  | Residential | Solar* Rewards | 2020 |  | n/a
Xcel Energy | 85 | 13781 | IOU | 4020026 | 5.22 | Solar |  |  | Active Application | Protected Data | Protected Data |  |  | Residential | Solar* Rewards | 2020 |  | n/a
Xcel Energy | 85 | 13781 | IOU | 4020703 | 10.08 | Solar |  |  | Active Application | Protected Data | Protected Data |  |  | Residential | Solar* Rewards | 2020 |  | n/a
Xcel Energy | 85 | 13781 | IOU | 4021959 | 6.6 | Solar |  |  | Active Application | Protected Data | Protected Data |  |  | Residential | Solar* Rewards | 2020 |  | n/a
Xcel Energy | 85 | 13781 | IOU | 4022008 | 3.36 | Solar |  |  | Active Application | Protected Data | Protected Data |  |  | Residential | Solar* Rewards | 2020 |  | n/a
Xcel Energy | 85 | 13781 | IOU | 4022117 | 0 | Solar |  |  | Active Application | Protected Data | Protected Data |  |  | Residential | Solar* Rewards | 2020 |  | n/a
Xcel Energy | 85 | 13781 | IOU | 4022560 | 6.05 | Solar |  |  | Active Application | Protected Data | Protected Data |  |  | Residential | Solar* Rewards | 2020 |  | n/a
Xcel Energy | 85 | 13781 | IOU | 4022571 | 4.95 | Solar |  |  | Active Application | Protected Data | Protected Data |  |  | Residential | Solar* Rewards | 2020 |  | n/a
Xcel Energy | 85 | 13781 | IOU | 4022577 | 7.616 | Solar |  |  | Active Application | Protected Data | Protected Data |  |  | Residential | Solar* Rewards | 2020 |  | n/a
Xcel Energy | 85 | 13781 | IOU | 4022634 | 14.5 | Solar |  |  | Active Application | Protected Data | Protected Data |  |  | Residential | Solar* Rewards | 2020 |  | n/a
Xcel Energy | 85 | 13781 | IOU | 4022645 | 15.232 | Solar |  |  | Active Application | Protected Data | Protected Data |  |  | Residential | Solar* Rewards | 2020 |  | n/a
Xcel Energy | 85 | 13781 | IOU | 4022701 | 6.09 | Solar |  |  | Active Application | Protected Data | Protected Data |  |  | Residential | Solar* Rewards | 2020 |  | n/a
Xcel Energy | 85 | 13781 | IOU | 4022844 | 7.616 | Solar |  |  | Active Application | Protected Data | Protected Data |  |  | Residential | Solar* Rewards | 2020 |  | n/a
Xcel Energy | 85 | 13781 | IOU | 4023171 | 3.747 | Solar |  |  | Active Application | Protected Data | Protected Data |  |  | Residential | Solar* Rewards | 2020 |  | n/a
Xcel Energy | 85 | 13781 | IOU | 4023190 | 5.28 | Solar |  |  | Active Application | Protected Data | Protected Data |  |  | Residential | Solar* Rewards | 2020 |  | n/a
Xcel Energy | 85 | 13781 | IOU | 4023437 | 3.747 | Solar |  |  | Active Application | Protected Data | Protected Data |  |  | Residential | Solar* Rewards | 2020 |  | n/a
Xcel Energy | 85 | 13781 | IOU | 4023551 | 3.747 | Solar |  |  | Active Application | Protected Data | Protected Data |  |  | Residential | Solar* Rewards | 2020 |  | n/a
Xcel Energy | 85 | 13781 | IOU | 4023713 | 3.747 | Solar |  |  | Active Application | Protected Data | Protected Data |  |  | Residential | Solar* Rewards | 2020 |  | n/a
Xcel Energy | 85 | 13781 | IOU | 4023894 | 5 | Solar |  |  | Active Application | Protected Data | Protected Data |  |  | Residential | Solar* Rewards | 2020 |  | n/a
Xcel Energy | 85 | 13781 | IOU | 4024045 | 8.99 | Solar |  |  | Active Application | Protected Data | Protected Data |  |  | Residential | Solar* Rewards | 2020 |  | n/a
Xcel Energy | 85 | 13781 | IOU | 4024095 | 8.027 | Solar |  |  | Active Application | Protected Data | Protected Data |  |  | Residential | Solar* Rewards | 2020 |  | n/a
Xcel Energy | 85 | 13781 | IOU | 4024134 | 3.747 | Solar |  |  | Active Application | Protected Data | Protected Data |  |  | Residential | Solar* Rewards | 2020 |  | n/a
Xcel Energy | 85 | 13781 | IOU | 4024165 | 3.747 | Solar |  |  | Active Application | Protected Data | Protected Data |  |  | Residential | Solar* Rewards | 2020 |  | n/a
Xcel Energy | 85 | 13781 | IOU | 4024195 | 5 | Solar |  |  | Active Application | Protected Data | Protected Data |  |  | Residential | Solar* Rewards | 2020 |  | n/a
Xcel Energy | 85 | 13781 | IOU | 4024218 | 3.747 | Solar |  |  | Active Application | Protected Data | Protected Data |  |  | Residential | Solar* Rewards | 2020 |  | n/a
Xcel Energy | 85 | 13781 | IOU | 4024758 | 11.39 | Solar |  |  | Active Application | Protected Data | Protected Data |  |  | Residential | Solar* Rewards | 2020 |  | n/a
Xcel Energy | 85 | 13781 | IOU | 4025544 | 3.747 | Solar |  |  | Active Application | Protected Data | Protected Data |  |  | Residential | Solar* Rewards | 2020 |  | n/a
Xcel Energy | 85 | 13781 | IOU | 4025647 | 7.616 | Solar |  |  | Active Application | Protected Data | Protected Data |  |  | Residential | Solar* Rewards | 2020 |  | n/a
Xcel Energy | 85 | 13781 | IOU | 4025751 | 5 | Solar |  |  | Active Application | Protected Data | Protected Data |  |  | Residential | Solar* Rewards | 2020 |  | n/a
Xcel Energy | 85 | 13781 | IOU | 4025807 | 5 | Solar |  |  | Active Application | Protected Data | Protected Data |  |  | Residential | Solar* Rewards | 2020 |  | n/a
Xcel Energy | 85 | 13781 | IOU | 4025817 | 5 | Solar |  |  | Active Application | Protected Data | Protected Data |  |  | Residential | Solar* Rewards | 2020 |  | n/a
Xcel Energy | 85 | 13781 | IOU | 4025878 | 7.616 | Solar |  |  | Active Application | Protected Data | Protected Data |  |  | Residential | Solar* Rewards | 2020 |  | n/a
Xcel Energy | 85 | 13781 | IOU | 4026006 | 3.747 | Solar |  |  | Active Application | Protected Data | Protected Data |  |  | Residential | Solar* Rewards | 2020 |  | n/a
Xcel Energy | 85 | 13781 | IOU | 4026030 | 7.616 | Solar |  |  | Active Application | Protected Data | Protected Data |  |  | Residential | Solar* Rewards | 2020 |  | n/a
Xcel Energy | 85 | 13781 | IOU | 4026131 | 3.747 | Solar |  |  | Active Application | Protected Data | Protected Data |  |  | Residential | Solar* Rewards | 2020 |  | n/a
Xcel Energy | 85 | 13781 | IOU | 4026134 | 5 | Solar |  |  | Active Application | Protected Data | Protected Data |  |  | Residential | Solar* Rewards | 2020 |  | n/a
Xcel Energy | 85 | 13781 | IOU | 4026299 | 5 | Solar |  |  | Active Application | Protected Data | Protected Data |  |  | Residential | Solar* Rewards | 2020 |  | n/a
Xcel Energy | 85 | 13781 | IOU | 4026883 | 7.616 | Solar |  |  | Active Application | Protected Data | Protected Data |  |  | Residential | Solar* Rewards | 2020 |  | n/a
Xcel Energy | 85 | 13781 | IOU | 4027748 | 3.77 | Solar |  |  | Active Application | Protected Data | Protected Data |  |  | Residential | Solar* Rewards | 2020 |  | n/a
Xcel Energy | 85 | 13781 | IOU | 4027777 | 3.48 | Solar |  |  | Active Application | Protected Data | Protected Data |  |  | Residential | Solar* Rewards | 2020 |  | n/a
Xcel Energy | 85 | 13781 | IOU | 4027940 | 2.792 | Solar |  |  | Active Application | Protected Data | Protected Data |  |  | Residential | Solar* Rewards | 2020 |  | n/a
Xcel Energy | 85 | 13781 | IOU | 4028686 | 6.38 | Solar |  |  | Active Application | Protected Data | Protected Data |  |  | Residential | Solar* Rewards | 2020 |  | n/a
Xcel Energy | 85 | 13781 | IOU | 4029100 | 5.8 | Solar |  |  | Active Application | Protected Data | Protected Data |  |  | Residential | Solar* Rewards | 2020 |  | n/a
Xcel Energy | 85 | 13781 | IOU | 4029252 | 6 | Solar |  |  | Active Application | Protected Data | Protected Data |  |  | Residential | Solar* Rewards | 2020 |  | n/a
Xcel Energy | 85 | 13781 | IOU | 4029353 | 3.747 | Solar |  |  | Active Application | Protected Data | Protected Data |  |  | Residential | Solar* Rewards | 2020 |  | n/a
Xcel Energy | 85 | 13781 | IOU | 4030013 | 0 | Solar |  |  | Active Application | Protected Data | Protected Data |  |  | Residential | Solar* Rewards | 2020 |  | n/a
Xcel Energy | 85 | 13781 | IOU | 4030131 | 5 | Solar |  |  | Active Application | Protected Data | Protected Data |  |  | Residential | Solar* Rewards | 2020 |  | n/a
Xcel Energy | 85 | 13781 | IOU | 4030726 | 39.998 | Solar |  |  | Active Application | Protected Data | Protected Data |  |  | Commercial | Solar* Rewards | 2020 |  | n/a
Xcel Energy | 85 | 13781 | IOU | 4030804 | 49.999 | Solar |  |  | Active Application | Protected Data | Protected Data |  |  | Commercial | Solar* Rewards | 2020 |  | n/a
Xcel Energy | 85 | 13781 | IOU | 4031720 | 6.24 | Solar |  |  | Active Application | Protected Data | Protected Data |  |  | Residential | Solar* Rewards | 2020 |  | n/a
Xcel Energy | 85 | 13781 | IOU | 4032052 | 1000 | Solar |  |  | Active Application | Protected Data | Protected Data | RAP | RAP081 | Community Solar Garden | Solar* Rewards Community | 2020 |  | n/a
Xcel Energy | 85 | 13781 | IOU | 4032087 | 5.51 | Solar |  |  | Active Application | Protected Data | Protected Data |  |  | Residential | Solar* Rewards | 2020 |  | n/a
Xcel Energy | 85 | 13781 | IOU | 4032252 | 7.25 | Solar |  |  | Active Application | Protected Data | Protected Data |  |  | Residential | Solar* Rewards | 2020 |  | n/a
Xcel Energy | 85 | 13781 | IOU | 4032266 | 5.22 | Solar |  |  | Active Application | Protected Data | Protected Data |  |  | Residential | Solar* Rewards | 2020 |  | n/a
Xcel Energy | 85 | 13781 | IOU | 4032324 | 14.5 | Solar |  |  | Active Application | Protected Data | Protected Data |  |  | Residential | Solar* Rewards | 2020 |  | n/a
Xcel Energy | 85 | 13781 | IOU | 4032333 | 6.67 | Solar |  |  | Active Application | Protected Data | Protected Data |  |  | Residential | Solar* Rewards | 2020 |  | n/a
Xcel Energy | 85 | 13781 | IOU | 4032336 | 7.329 | Solar |  |  | Active Application | Protected Data | Protected Data |  |  | Residential | Solar* Rewards | 2020 |  | n/a
Xcel Energy | 85 | 13781 | IOU | 4035390 | 4.188 | Solar |  |  | Active Application | Protected Data | Protected Data |  |  | Residential | Solar* Rewards | 2020 |  | n/a
Xcel Energy | 85 | 13781 | IOU | 4035758 | 7.616 | Solar |  |  | Active Application | Protected Data | Protected Data |  |  | Residential | Solar* Rewards | 2020 |  | n/a
Xcel Energy | 85 | 13781 | IOU | 4035795 | 4.8 | Solar |  |  | Active Application | Protected Data | Protected Data |  |  | Residential | Solar* Rewards | 2020 |  | n/a
Xcel Energy | 85 | 13781 | IOU | 4035950 | 8.12 | Solar |  |  | Active Application | Protected Data | Protected Data |  |  | Residential | Solar* Rewards | 2020 |  | n/a
Xcel Energy | 85 | 13781 | IOU | 4039096 | 38.02 | Solar |  |  | Active Application | Protected Data | Protected Data |  |  | Commercial | Solar* Rewards | 2020 |  | n/a
Xcel Energy | 85 | 13781 | IOU | 4040397 | 0 | Solar |  |  | Active Application | Protected Data | Protected Data |  |  | Residential | Solar* Rewards | 2020 |  | n/a
Xcel Energy | 85 | 13781 | IOU | 4040441 | 15.232 | Solar |  |  | Active Application | Protected Data | Protected Data |  |  | Residential | Solar* Rewards | 2020 |  | n/a
Xcel Energy | 85 | 13781 | IOU | 4040613 | 1000 | Solar |  |  | Active Application | Protected Data | Protected Data | ZUM | ZUM022 | Community Solar Garden | Solar* Rewards Community | 2020 |  | n/a
Xcel Energy | 85 | 13781 | IOU | 4040659 | 7.616 | Solar |  |  | Active Application | Protected Data | Protected Data |  |  | Residential | Solar* Rewards | 2020 |  | n/a
Xcel Energy | 85 | 13781 | IOU | 4040700 | 1000 | Solar |  |  | Active Application | Protected Data | Protected Data | LAC | LAC062 | Community Solar Garden | Solar* Rewards Community | 2020 |  | n/a
Xcel Energy | 85 | 13781 | IOU | 4040709 | 5 | Solar |  |  | Active Application | Protected Data | Protected Data |  |  | Residential | Solar* Rewards | 2020 |  | n/a
Xcel Energy | 85 | 13781 | IOU | 4040799 | 6.6 | Solar |  |  | Active Application | Protected Data | Protected Data |  |  | Residential | Solar* Rewards | 2020 |  | n/a
Xcel Energy | 85 | 13781 | IOU | 4041017 | 7.616 | Solar |  |  | Active Application | Protected Data | Protected Data |  |  | Residential | Solar* Rewards | 2020 |  | n/a
Xcel Energy | 85 | 13781 | IOU | 4041202 | 3.85 | Solar |  |  | Active Application | Protected Data | Protected Data |  |  | Residential | Solar* Rewards | 2020 |  | n/a
Xcel Energy | 85 | 13781 | IOU | 4041205 | 8.12 | Solar |  |  | Active Application | Protected Data | Protected Data |  |  | Residential | Solar* Rewards | 2020 |  | n/a
Xcel Energy | 85 | 13781 | IOU | 4041206 | 6.6 | Solar |  |  | Active Application | Protected Data | Protected Data |  |  | Residential | Solar* Rewards | 2020 |  | n/a
Xcel Energy | 85 | 13781 | IOU | 4041207 | 6.6 | Solar |  |  | Active Application | Protected Data | Protected Data |  |  | Residential | Solar* Rewards | 2020 |  | n/a
Xcel Energy | 85 | 13781 | IOU | 4041217 | 7.7 | Solar |  |  | Active Application | Protected Data | Protected Data |  |  | Residential | Solar* Rewards | 2020 |  | n/a
Xcel Energy | 85 | 13781 | IOU | 4041227 | 3.85 | Solar |  |  | Active Application | Protected Data | Protected Data |  |  | Residential | Solar* Rewards | 2020 |  | n/a
Xcel Energy | 85 | 13781 | IOU | 4041233 | 6.05 | Solar |  |  | Active Application | Protected Data | Protected Data |  |  | Residential | Solar* Rewards | 2020 |  | n/a
Xcel Energy | 85 | 13781 | IOU | 4041236 | 12.1 | Solar |  |  | Active Application | Protected Data | Protected Data |  |  | Residential | Solar* Rewards | 2020 |  | n/a
Xcel Energy | 85 | 13781 | IOU | 4041240 | 7.7 | Solar |  |  | Active Application | Protected Data | Protected Data |  |  | Residential | Solar* Rewards | 2020 |  | n/a
Xcel Energy | 85 | 13781 | IOU | 4041245 | 6.6 | Solar |  |  | Active Application | Protected Data | Protected Data |  |  | Residential | Solar* Rewards | 2020 |  | n/a
Xcel Energy | 85 | 13781 | IOU | 4041253 | 6.6 | Solar |  |  | Active Application | Protected Data | Protected Data |  |  | Residential | Solar* Rewards | 2020 |  | n/a
Xcel Energy | 85 | 13781 | IOU | 4041255 | 9.9 | Solar |  |  | Active Application | Protected Data | Protected Data |  |  | Residential | Solar* Rewards | 2020 |  | n/a
Xcel Energy | 85 | 13781 | IOU | 4041260 | 4.95 | Solar |  |  | Active Application | Protected Data | Protected Data |  |  | Residential | Solar* Rewards | 2020 |  | n/a
Xcel Energy | 85 | 13781 | IOU | 4041266 | 0 | Solar |  |  | Active Application | Protected Data | Protected Data |  |  | Residential | Solar* Rewards | 2020 |  | n/a
Xcel Energy | 85 | 13781 | IOU | 4041307 | 7.7 | Solar |  |  | Active Application | Protected Data | Protected Data |  |  | Residential | Solar* Rewards | 2020 |  | n/a
Xcel Energy | 85 | 13781 | IOU | 4041315 | 7.7 | Solar |  |  | Active Application | Protected Data | Protected Data |  |  | Residential | Solar* Rewards | 2020 |  | n/a
Xcel Energy | 85 | 13781 | IOU | 4041344 | 3.747 | Solar |  |  | Active Application | Protected Data | Protected Data |  |  | Residential | Solar* Rewards | 2020 |  | n/a
Xcel Energy | 85 | 13781 | IOU | 4041374 | 6 | Solar |  |  | Active Application | Protected Data | Protected Data |  |  | Residential | Solar* Rewards | 2020 |  | n/a
Xcel Energy | 85 | 13781 | IOU | 4041399 | 0 | Solar |  |  | Active Application | Protected Data | Protected Data |  |  | Residential | Solar* Rewards | 2020 |  | n/a
Xcel Energy | 85 | 13781 | IOU | 4041414 | 2.03 | Solar |  |  | Active Application | Protected Data | Protected Data |  |  | Residential | Solar* Rewards | 2020 |  | n/a
Xcel Energy | 85 | 13781 | IOU | 4041467 | 7.616 | Solar |  |  | Active Application | Protected Data | Protected Data |  |  | Residential | Solar* Rewards | 2020 |  | n/a
Xcel Energy | 85 | 13781 | IOU | 4041499 | 3.19 | Solar |  |  | Active Application | Protected Data | Protected Data |  |  | Residential | Solar* Rewards | 2020 |  | n/a
Xcel Energy | 85 | 13781 | IOU | 4041622 | 4.95 | Solar |  |  | Active Application | Protected Data | Protected Data |  |  | Residential | Solar* Rewards | 2020 |  | n/a
Xcel Energy | 85 | 13781 | IOU | 4041629 | 4.95 | Solar |  |  | Active Application | Protected Data | Protected Data |  |  | Residential | Solar* Rewards | 2020 |  | n/a
Xcel Energy | 85 | 13781 | IOU | 4041637 | 7.15 | Solar |  |  | Active Application | Protected Data | Protected Data |  |  | Residential | Solar* Rewards | 2020 |  | n/a
Xcel Energy | 85 | 13781 | IOU | 4041649 | 8.8 | Solar |  |  | Active Application | Protected Data | Protected Data |  |  | Residential | Solar* Rewards | 2020 |  | n/a
Xcel Energy | 85 | 13781 | IOU | 4041662 | 7.7 | Solar |  |  | Active Application | Protected Data | Protected Data |  |  | Residential | Solar* Rewards | 2020 |  | n/a
Xcel Energy | 85 | 13781 | IOU | 4041665 | 7.15 | Solar |  |  | Active Application | Protected Data | Protected Data |  |  | Residential | Solar* Rewards | 2020 |  | n/a
Xcel Energy | 85 | 13781 | IOU | 4041676 | 8.25 | Solar |  |  | Active Application | Protected Data | Protected Data |  |  | Residential | Solar* Rewards | 2020 |  | n/a
Xcel Energy | 85 | 13781 | IOU | 4041680 | 5.5 | Solar |  |  | Active Application | Protected Data | Protected Data |  |  | Residential | Solar* Rewards | 2020 |  | n/a
Xcel Energy | 85 | 13781 | IOU | 4041683 | 5 | Solar |  |  | Active Application | Protected Data | Protected Data |  |  | Residential | Solar* Rewards | 2020 |  | n/a
Xcel Energy | 85 | 13781 | IOU | 4041689 | 4.95 | Solar |  |  | Active Application | Protected Data | Protected Data |  |  | Residential | Solar* Rewards | 2020 |  | n/a
Xcel Energy | 85 | 13781 | IOU | 4041697 | 3.3 | Solar |  |  | Active Application | Protected Data | Protected Data |  |  | Residential | Solar* Rewards | 2020 |  | n/a
Xcel Energy | 85 | 13781 | IOU | 4041703 | 5.5 | Solar |  |  | Active Application | Protected Data | Protected Data |  |  | Residential | Solar* Rewards | 2020 |  | n/a
Xcel Energy | 85 | 13781 | IOU | 4041708 | 3.3 | Solar |  |  | Active Application | Protected Data | Protected Data |  |  | Residential | Solar* Rewards | 2020 |  | n/a
Xcel Energy | 85 | 13781 | IOU | 4041877 | 7.616 | Solar |  |  | Active Application | Protected Data | Protected Data |  |  | Residential | Solar* Rewards | 2020 |  | n/a
Xcel Energy | 85 | 13781 | IOU | 4042565 | 8.7 | Solar |  |  | Active Application | Protected Data | Protected Data |  |  | Residential | Solar* Rewards | 2020 |  | n/a
Xcel Energy | 85 | 13781 | IOU | 4042661 | 6 | Solar |  |  | Active Application | Protected Data | Protected Data |  |  | Residential | Solar* Rewards | 2020 |  | n/a
Xcel Energy | 85 | 13781 | IOU | 4042863 | 3.6 | Solar |  |  | Active Application | Protected Data | Protected Data |  |  | Residential | Solar* Rewards | 2020 |  | n/a
Xcel Energy | 85 | 13781 | IOU | 4043188 | 6 | Solar |  |  | Active Application | Protected Data | Protected Data |  |  | Residential | Solar* Rewards | 2020 |  | n/a
Xcel Energy | 85 | 13781 | IOU | 4043230 | 1000 | Solar |  |  | Active Application | Protected Data | Protected Data | DND | DND071 | Community Solar Garden | Solar* Rewards Community | 2020 |  | n/a
Xcel Energy | 85 | 13781 | IOU | 4043565 | 6.96 | Solar |  |  | Active Application | Protected Data | Protected Data |  |  | Residential | Solar* Rewards | 2020 |  | n/a
Xcel Energy | 85 | 13781 | IOU | 4043670 | 7.616 | Solar |  |  | Active Application | Protected Data | Protected Data |  |  | Residential | Solar* Rewards | 2020 |  | n/a
Xcel Energy | 85 | 13781 | IOU | 4043881 | 4.93 | Solar |  |  | Active Application | Protected Data | Protected Data |  |  | Residential | Solar* Rewards | 2020 |  | n/a
Xcel Energy | 85 | 13781 | IOU | 4044035 | 12 | Solar |  |  | Active Application | Protected Data | Protected Data |  |  | Residential | Solar* Rewards | 2020 |  | n/a
Xcel Energy | 85 | 13781 | IOU | 4044138 | 24 | Solar |  |  | Active Application | Protected Data | Protected Data |  |  | Residential | Solar* Rewards | 2020 |  | n/a
Xcel Energy | 85 | 13781 | IOU | 4044200 | 4.95 | Solar |  |  | Active Application | Protected Data | Protected Data |  |  | Residential | Solar* Rewards | 2020 |  | n/a
Xcel Energy | 85 | 13781 | IOU | 4044209 | 6.6 | Solar |  |  | Active Application | Protected Data | Protected Data |  |  | Residential | Solar* Rewards | 2020 |  | n/a
Xcel Energy | 85 | 13781 | IOU | 4044699 | 4.8 | Solar |  |  | Active Application | Protected Data | Protected Data |  |  | Residential | Solar* Rewards | 2020 |  | n/a
Xcel Energy | 85 | 13781 | IOU | 4045074 | 3.84 | Solar |  |  | Active Application | Protected Data | Protected Data |  |  | Residential | Solar* Rewards | 2020 |  | n/a
Xcel Energy | 85 | 13781 | IOU | 4045098 | 8.99 | Solar |  |  | Active Application | Protected Data | Protected Data |  |  | Residential | Solar* Rewards | 2020 |  | n/a
Xcel Energy | 85 | 13781 | IOU | 4045165 | 2.9 | Solar |  |  | Active Application | Protected Data | Protected Data |  |  | Residential | Solar* Rewards | 2020 |  | n/a
Xcel Energy | 85 | 13781 | IOU | 4045300 | 3.747 | Solar |  |  | Active Application | Protected Data | Protected Data |  |  | Residential | Solar* Rewards | 2020 |  | n/a
Xcel Energy | 85 | 13781 | IOU | 4045422 | 4.8 | Solar |  |  | Active Application | Protected Data | Protected Data |  |  | Residential | Solar* Rewards | 2020 |  | n/a
Xcel Energy | 85 | 13781 | IOU | 4045730 | 5 | Solar |  |  | Active Application | Protected Data | Protected Data |  |  | Residential | Solar* Rewards | 2020 |  | n/a
Xcel Energy | 85 | 13781 | IOU | 4045810 | 6.24 | Solar |  |  | Active Application | Protected Data | Protected Data |  |  | Residential | Solar* Rewards | 2020 |  | n/a
Xcel Energy | 85 | 13781 | IOU | 4046552 | 8.25 | Solar |  |  | Active Application | Protected Data | Protected Data |  |  | Residential | Solar* Rewards | 2020 |  | n/a
Xcel Energy | 85 | 13781 | IOU | 4046556 | 8.8 | Solar |  |  | Active Application | Protected Data | Protected Data |  |  | Residential | Solar* Rewards | 2020 |  | n/a
Xcel Energy | 85 | 13781 | IOU | 4046557 | 8.25 | Solar |  |  | Active Application | Protected Data | Protected Data |  |  | Residential | Solar* Rewards | 2020 |  | n/a
Xcel Energy | 85 | 13781 | IOU | 4046560 | 3.3 | Solar |  |  | Active Application | Protected Data | Protected Data |  |  | Residential | Solar* Rewards | 2020 |  | n/a
Xcel Energy | 85 | 13781 | IOU | 4046562 | 8.25 | Solar |  |  | Active Application | Protected Data | Protected Data |  |  | Residential | Solar* Rewards | 2020 |  | n/a
Xcel Energy | 85 | 13781 | IOU | 4046586 | 43.53 | Solar |  |  | Active Application | Protected Data | Protected Data |  |  | Commercial | Solar* Rewards | 2020 |  | n/a
Xcel Energy | 85 | 13781 | IOU | 4046839 | 38.02 | Solar |  |  | Active Application | Protected Data | Protected Data |  |  | Commercial | Solar* Rewards | 2020 |  | n/a
Xcel Energy | 85 | 13781 | IOU | 4046977 | 6 | Solar |  |  | Active Application | Protected Data | Protected Data |  |  | Commercial | Solar* Rewards | 2020 |  | n/a
Xcel Energy | 85 | 13781 | IOU | 4047142 | 2.4 | Solar |  |  | Active Application | Protected Data | Protected Data |  |  | Residential | Solar* Rewards | 2020 |  | n/a
Xcel Energy | 85 | 13781 | IOU | 4047227 | 10.15 | Solar |  |  | Active Application | Protected Data | Protected Data |  |  | Residential | Solar* Rewards | 2020 |  | n/a
Xcel Energy | 85 | 13781 | IOU | 4047795 | 7.616 | Solar |  |  | Active Application | Protected Data | Protected Data |  |  | Residential | Solar* Rewards | 2020 |  | n/a
Xcel Energy | 85 | 13781 | IOU | 4047864 | 3.15 | Solar |  |  | Active Application | Protected Data | Protected Data |  |  | Residential | Solar* Rewards | 2020 |  | n/a
Xcel Energy | 85 | 13781 | IOU | 4048063 | 17.61 | Solar |  |  | Active Application | Protected Data | Protected Data |  |  | Residential | Solar* Rewards | 2020 |  | n/a
Xcel Energy | 85 | 13781 | IOU | 4048193 | 5 | Solar |  |  | Active Application | Protected Data | Protected Data |  |  | Residential | Solar* Rewards | 2020 |  | n/a
Xcel Energy | 85 | 13781 | IOU | 4048322 | 4.35 | Solar |  |  | Active Application | Protected Data | Protected Data |  |  | Residential | Solar* Rewards | 2020 |  | n/a
Xcel Energy | 85 | 13781 | IOU | 4048324 | 3.747 | Solar |  |  | Active Application | Protected Data | Protected Data |  |  | Residential | Solar* Rewards | 2020 |  | n/a
Xcel Energy | 85 | 13781 | IOU | 4048793 | 1000 | Solar |  |  | Active Application | Protected Data | Protected Data | WEF | WEF071 | Community Solar Garden | Solar* Rewards Community | 2020 |  | n/a
Xcel Energy | 85 | 13781 | IOU | 4048806 | 0 | Solar |  |  | Active Application | Protected Data | Protected Data |  |  | Residential | Solar* Rewards | 2020 |  | n/a
Xcel Energy | 85 | 13781 | IOU | 4049095 | 6.96 | Solar |  |  | Active Application | Protected Data | Protected Data |  |  | Residential | Solar* Rewards | 2020 |  | n/a
Xcel Energy | 85 | 13781 | IOU | 4049326 | 1000 | Solar |  |  | Active Application | Protected Data | Protected Data | FRA | FRA001 | Community Solar Garden | Solar* Rewards Community | 2020 |  | n/a
Xcel Energy | 85 | 13781 | IOU | 4049349 | 1000 | Solar |  |  | Active Application | Protected Data | Protected Data | RED | RED091 | Community Solar Garden | Solar* Rewards Community | 2020 |  | n/a
Xcel Energy | 85 | 13781 | IOU | 4049370 | 1000 | Solar |  |  | Active Application | Protected Data | Protected Data | FAB | FAB063 | Community Solar Garden | Solar* Rewards Community | 2020 |  | n/a
Xcel Energy | 85 | 13781 | IOU | 4049408 | 4.64 | Solar |  |  | Active Application | Protected Data | Protected Data |  |  | Residential | Solar* Rewards | 2020 |  | n/a
Xcel Energy | 85 | 13781 | IOU | 4049990 | 6 | Solar |  |  | Active Application | Protected Data | Protected Data |  |  | Commercial | Solar* Rewards | 2020 |  | n/a
Xcel Energy | 85 | 13781 | IOU | 4050037 | 10.73 | Solar |  |  | Active Application | Protected Data | Protected Data |  |  | Residential | Solar* Rewards | 2020 |  | n/a
Xcel Energy | 85 | 13781 | IOU | 4050156 | 7.7 | Solar |  |  | Active Application | Protected Data | Protected Data |  |  | Residential | Solar* Rewards | 2020 |  | n/a
Xcel Energy | 85 | 13781 | IOU | 4050163 | 4.4 | Solar |  |  | Active Application | Protected Data | Protected Data |  |  | Residential | Solar* Rewards | 2020 |  | n/a
Xcel Energy | 85 | 13781 | IOU | 4050167 | 7.15 | Solar |  |  | Active Application | Protected Data | Protected Data |  |  | Residential | Solar* Rewards | 2020 |  | n/a
Xcel Energy | 85 | 13781 | IOU | 4050248 | 6 | Solar |  |  | Active Application | Protected Data | Protected Data |  |  | Commercial | Solar* Rewards | 2020 |  | n/a
Xcel Energy | 85 | 13781 | IOU | 4050290 | 7.616 | Solar |  |  | Active Application | Protected Data | Protected Data |  |  | Commercial | Solar* Rewards | 2020 |  | n/a
Xcel Energy | 85 | 13781 | IOU | 4050327 | 7.616 | Solar |  |  | Active Application | Protected Data | Protected Data |  |  | Commercial | Solar* Rewards | 2020 |  | n/a
Xcel Energy | 85 | 13781 | IOU | 4050424 | 7.616 | Solar |  |  | Active Application | Protected Data | Protected Data |  |  | Commercial | Solar* Rewards | 2020 |  | n/a
Xcel Energy | 85 | 13781 | IOU | 4050485 | 6 | Solar |  |  | Active Application | Protected Data | Protected Data |  |  | Residential | Solar* Rewards | 2020 |  | n/a
Xcel Energy | 85 | 13781 | IOU | 4050500 | 1000 | Solar |  |  | Active Application | Protected Data | Protected Data | FAB | FAB063 | Community Solar Garden | Solar* Rewards Community | 2020 |  | n/a
Xcel Energy | 85 | 13781 | IOU | 4050690 | 6.96 | Solar |  |  | Active Application | Protected Data | Protected Data |  |  | Residential | Solar* Rewards | 2020 |  | n/a
Xcel Energy | 85 | 13781 | IOU | 4050760 | 14.21 | Solar |  |  | Active Application | Protected Data | Protected Data |  |  | Residential | Solar* Rewards | 2020 |  | n/a
Xcel Energy | 85 | 13781 | IOU | 4051104 | 1000 | Solar |  |  | Active Application | Protected Data | Protected Data | ZUM | ZUM021 | Community Solar Garden | Solar* Rewards Community | 2020 |  | n/a
Xcel Energy | 85 | 13781 | IOU | 4051199 | 9.994 | Solar |  |  | Active Application | Protected Data | Protected Data |  |  | Residential | Solar* Rewards | 2020 |  | n/a
Xcel Energy | 85 | 13781 | IOU | 4051207 | 3.19 | Solar |  |  | Active Application | Protected Data | Protected Data |  |  | Residential | Solar* Rewards | 2020 |  | n/a
Xcel Energy | 85 | 13781 | IOU | 4051391 | 4.93 | Solar |  |  | Active Application | Protected Data | Protected Data |  |  | Residential | Solar* Rewards | 2020 |  | n/a
Xcel Energy | 85 | 13781 | IOU | 4051420 | 0 | Solar |  |  | Active Application | Protected Data | Protected Data |  |  | Residential | Solar* Rewards | 2020 |  | n/a
Xcel Energy | 85 | 13781 | IOU | 4051684 | 9.994 | Solar |  |  | Active Application | Protected Data | Protected Data |  |  | Residential | Solar* Rewards | 2020 |  | n/a
Xcel Energy | 85 | 13781 | IOU | 4051689 | 7.616 | Solar |  |  | Active Application | Protected Data | Protected Data |  |  | Residential | Solar* Rewards | 2020 |  | n/a
Xcel Energy | 85 | 13781 | IOU | 4053022 | 4.64 | Solar |  |  | Active Application | Protected Data | Protected Data |  |  | Residential | Solar* Rewards | 2020 |  | n/a
Xcel Energy | 85 | 13781 | IOU | 4053050 | 7.616 | Solar |  |  | Active Application | Protected Data | Protected Data |  |  | Residential | Solar* Rewards | 2020 |  | n/a
Xcel Energy | 85 | 13781 | IOU | 4053611 | 5 | Solar |  |  | Active Application | Protected Data | Protected Data |  |  | Residential | Solar* Rewards | 2020 |  | n/a
Xcel Energy | 85 | 13781 | IOU | 4054256 | 5 | Solar |  |  | Active Application | Protected Data | Protected Data |  |  | Residential | Solar* Rewards | 2020 |  | n/a
Xcel Energy | 85 | 13781 | IOU | 4054285 | 3.747 | Solar |  |  | Active Application | Protected Data | Protected Data |  |  | Residential | Solar* Rewards | 2020 |  | n/a
Xcel Energy | 85 | 13781 | IOU | 4054561 | 3.747 | Solar |  |  | Active Application | Protected Data | Protected Data |  |  | Residential | Solar* Rewards | 2020 |  | n/a
Xcel Energy | 85 | 13781 | IOU | 4055544 | 5 | Solar |  |  | Active Application | Protected Data | Protected Data |  |  | Residential | Solar* Rewards | 2020 |  | n/a
Xcel Energy | 85 | 13781 | IOU | 4056113 | 1000 | Solar |  |  | Active Application | Protected Data | Protected Data | SLW | SLW061 | Community Solar Garden | Solar* Rewards Community | 2020 |  | n/a
Xcel Energy | 85 | 13781 | IOU | 4056191 | 1000 | Solar |  |  | Active Application | Protected Data | Protected Data | RED | RED091 | Community Solar Garden | Solar* Rewards Community | 2020 |  | n/a
Xcel Energy | 85 | 13781 | IOU | 4056328 | 6 | Solar |  |  | Active Application | Protected Data | Protected Data |  |  | Residential | Solar* Rewards | 2020 |  | n/a
Xcel Energy | 85 | 13781 | IOU | 4056466 | 9.994 | Solar |  |  | Active Application | Protected Data | Protected Data |  |  | Residential | Solar* Rewards | 2020 |  | n/a
Xcel Energy | 85 | 13781 | IOU | 4056502 | 3.747 | Solar |  |  | Active Application | Protected Data | Protected Data |  |  | Residential | Solar* Rewards | 2020 |  | n/a
Xcel Energy | 85 | 13781 | IOU | 4056821 | 39.998 | Solar |  |  | Active Application | Protected Data | Protected Data |  |  | Commercial | Solar* Rewards | 2020 |  | n/a
Xcel Energy | 85 | 13781 | IOU | 4056932 | 43.2 | Solar |  |  | Active Application | Protected Data | Protected Data |  |  | Commercial | Solar* Rewards | 2020 |  | n/a
Xcel Energy | 85 | 13781 | IOU | 4057160 | 6 | Solar |  |  | Active Application | Protected Data | Protected Data |  |  | Residential | Solar* Rewards | 2020 |  | n/a
Xcel Energy | 85 | 13781 | IOU | 4057231 | 100 | Solar |  |  | Active Application | Protected Data | Protected Data |  |  | Commercial | Solar* Rewards | 2020 |  | n/a
Xcel Energy | 85 | 13781 | IOU | 4057273 | 12.1 | Solar |  |  | Active Application | Protected Data | Protected Data |  |  | Residential | Solar* Rewards | 2020 |  | n/a
Xcel Energy | 85 | 13781 | IOU | 4057375 | 99.95 | Solar |  |  | Active Application | Protected Data | Protected Data |  |  | Commercial | Solar* Rewards | 2020 |  | n/a
Xcel Energy | 85 | 13781 | IOU | 4057514 | 17.61 | Solar |  |  | Active Application | Protected Data | Protected Data |  |  | Commercial | Solar* Rewards | 2020 |  | n/a
Xcel Energy | 85 | 13781 | IOU | 4057592 | 13.262 | Solar |  |  | Active Application | Protected Data | Protected Data |  |  | Residential | Solar* Rewards | 2020 |  | n/a
Xcel Energy | 85 | 13781 | IOU | 4057721 | 5 | Solar |  |  | Active Application | Protected Data | Protected Data |  |  | Residential | Solar* Rewards | 2020 |  | n/a
Xcel Energy | 85 | 13781 | IOU | 4058061 | 1000 | Solar |  |  | Active Application | Protected Data | Protected Data | RED | RED091 | Community Solar Garden | Solar* Rewards Community | 2020 |  | n/a
Xcel Energy | 85 | 13781 | IOU | 4058106 | 1000 | Solar |  |  | Active Application | Protected Data | Protected Data | NOF | NOF061 | Community Solar Garden | Solar* Rewards Community | 2020 |  | n/a
Xcel Energy | 85 | 13781 | IOU | 4058716 | 5.28 | Solar |  |  | Active Application | Protected Data | Protected Data |  |  | Residential | Solar* Rewards | 2020 |  | n/a
Xcel Energy | 85 | 13781 | IOU | 4058789 | 5.8 | Solar |  |  | Active Application | Protected Data | Protected Data |  |  | Residential | Solar* Rewards | 2020 |  | n/a
Xcel Energy | 85 | 13781 | IOU | 4058950 | 2.962 | Solar |  |  | Active Application | Protected Data | Protected Data |  |  | Residential | Solar* Rewards | 2020 |  | n/a
Xcel Energy | 85 | 13781 | IOU | 4059332 | 7.616 | Solar |  |  | Active Application | Protected Data | Protected Data |  |  | Residential | Solar* Rewards | 2020 |  | n/a
Xcel Energy | 85 | 13781 | IOU | 4059353 | 6.24 | Solar |  |  | Active Application | Protected Data | Protected Data |  |  | Residential | Solar* Rewards | 2020 |  | n/a
Xcel Energy | 85 | 13781 | IOU | 4059432 | 7.15 | Solar |  |  | Active Application | Protected Data | Protected Data |  |  | Residential | Solar* Rewards | 2020 |  | n/a
Xcel Energy | 85 | 13781 | IOU | 4059516 | 11 | Solar |  |  | Active Application | Protected Data | Protected Data |  |  | Residential | Solar* Rewards | 2020 |  | n/a
Xcel Energy | 85 | 13781 | IOU | 4059526 | 9.35 | Solar |  |  | Active Application | Protected Data | Protected Data |  |  | Residential | Solar* Rewards | 2020 |  | n/a
Xcel Energy | 85 | 13781 | IOU | 4059527 | 8.8 | Solar |  |  | Active Application | Protected Data | Protected Data |  |  | Residential | Solar* Rewards | 2020 |  | n/a
Xcel Energy | 85 | 13781 | IOU | 4059531 | 7.7 | Solar |  |  | Active Application | Protected Data | Protected Data |  |  | Residential | Solar* Rewards | 2020 |  | n/a
Xcel Energy | 85 | 13781 | IOU | 4059533 | 7.15 | Solar |  |  | Active Application | Protected Data | Protected Data |  |  | Residential | Solar* Rewards | 2020 |  | n/a
Xcel Energy | 85 | 13781 | IOU | 4060248 | 3.6 | Solar |  |  | Active Application | Protected Data | Protected Data |  |  | Residential | Solar* Rewards | 2020 |  | n/a
Xcel Energy | 85 | 13781 | IOU | 4060266 | 1000 | Solar |  |  | Active Application | Protected Data | Protected Data | FRA | FRA211 | Community Solar Garden | Solar* Rewards Community | 2020 |  | n/a
Xcel Energy | 85 | 13781 | IOU | 4060284 | 1000 | Solar |  |  | Active Application | Protected Data | Protected Data | CLC | CLC221 | Community Solar Garden | Solar* Rewards Community | 2020 |  | n/a
Xcel Energy | 85 | 13781 | IOU | 4060415 | 9.36 | Solar |  |  | Active Application | Protected Data | Protected Data |  |  | Residential | Solar* Rewards | 2020 |  | n/a
Xcel Energy | 85 | 13781 | IOU | 4060460 | 9.994 | Solar |  |  | Active Application | Protected Data | Protected Data |  |  | Residential | Solar* Rewards | 2020 |  | n/a
Xcel Energy | 85 | 13781 | IOU | 4060485 | 6.38 | Solar |  |  | Active Application | Protected Data | Protected Data |  |  | Residential | Solar* Rewards | 2020 |  | n/a
Xcel Energy | 85 | 13781 | IOU | 4060530 | 2.88 | Solar |  |  | Active Application | Protected Data | Protected Data |  |  | Residential | Solar* Rewards | 2020 |  | n/a
Xcel Energy | 85 | 13781 | IOU | 4060539 | 0 | Solar |  |  | Active Application | Protected Data | Protected Data |  |  | Residential | Solar* Rewards | 2020 |  | n/a
Xcel Energy | 85 | 13781 | IOU | 4061659 | 7.68 | Solar |  |  | Active Application | Protected Data | Protected Data |  |  | Residential | Solar* Rewards | 2020 |  | n/a
Xcel Energy | 85 | 13781 | IOU | 4061970 | 7.616 | Solar |  |  | Active Application | Protected Data | Protected Data |  |  | Residential | Solar* Rewards | 2020 |  | n/a
Xcel Energy | 85 | 13781 | IOU | 4062088 | 9.994 | Solar |  |  | Active Application | Protected Data | Protected Data |  |  | Residential | Solar* Rewards | 2020 |  | n/a
Xcel Energy | 85 | 13781 | IOU | 4062155 | 9.994 | Solar |  |  | Active Application | Protected Data | Protected Data |  |  | Residential | Solar* Rewards | 2020 |  | n/a
Xcel Energy | 85 | 13781 | IOU | 4062191 | 6 | Solar |  |  | Active Application | Protected Data | Protected Data |  |  | Residential | Solar* Rewards | 2020 |  | n/a
Xcel Energy | 85 | 13781 | IOU | 4062822 | 1000 | Solar |  |  | Active Application | Protected Data | Protected Data | WIN | WIN043 | Community Solar Garden | Solar* Rewards Community | 2020 |  | n/a
Xcel Energy | 85 | 13781 | IOU | 4062830 | 1000 | Solar |  |  | Active Application | Protected Data | Protected Data | ALB | ALB022 | Community Solar Garden | Solar* Rewards Community | 2020 |  | n/a
Xcel Energy | 85 | 13781 | IOU | 4063074 | 1000 | Solar |  |  | Active Application | Protected Data | Protected Data | GIB | GIB021 | Community Solar Garden | Solar* Rewards Community | 2020 |  | n/a
Xcel Energy | 85 | 13781 | IOU | 4063093 | 0 | Solar |  |  | Active Application | Protected Data | Protected Data |  |  | Residential | Solar* Rewards | 2020 |  | n/a
Xcel Energy | 85 | 13781 | IOU | 4063305 | 1000 | Solar |  |  | Active Application | Protected Data | Protected Data | MHW | MHW311 | Community Solar Garden | Solar* Rewards Community | 2020 |  | n/a
Xcel Energy | 85 | 13781 | IOU | 4063425 | 6.67 | Solar |  |  | Active Application | Protected Data | Protected Data |  |  | Residential | Solar* Rewards | 2020 |  | n/a
Xcel Energy | 85 | 13781 | IOU | 4064052 | 8.98 | Solar |  |  | Active Application | Protected Data | Protected Data |  |  | Residential | Solar* Rewards | 2020 |  | n/a
Xcel Energy | 85 | 13781 | IOU | 4064432 | 3.747 | Solar |  |  | Active Application | Protected Data | Protected Data |  |  | Residential | Solar* Rewards | 2020 |  | n/a
Xcel Energy | 85 | 13781 | IOU | 4064468 | 7.616 | Solar |  |  | Active Application | Protected Data | Protected Data |  |  | Residential | Solar* Rewards | 2020 |  | n/a
Xcel Energy | 85 | 13781 | IOU | 4064714 | 3.85 | Solar |  |  | Active Application | Protected Data | Protected Data |  |  | Residential | Solar* Rewards | 2020 |  | n/a
Xcel Energy | 85 | 13781 | IOU | 4065354 | 13.34 | Solar |  |  | Active Application | Protected Data | Protected Data |  |  | Residential | Solar* Rewards | 2020 |  | n/a
Xcel Energy | 85 | 13781 | IOU | 4065696 | 3.747 | Solar |  |  | Active Application | Protected Data | Protected Data |  |  | Residential | Solar* Rewards | 2020 |  | n/a
Xcel Energy | 85 | 13781 | IOU | 4066314 | 4.35 | Solar |  |  | Active Application | Protected Data | Protected Data |  |  | Residential | Solar* Rewards | 2020 |  | n/a
Xcel Energy | 85 | 13781 | IOU | 4066487 | 6.38 | Solar |  |  | Active Application | Protected Data | Protected Data |  |  | Residential | Solar* Rewards | 2020 |  | n/a
Xcel Energy | 85 | 13781 | IOU | 4066608 | 6.67 | Solar |  |  | Active Application | Protected Data | Protected Data |  |  | Residential | Solar* Rewards | 2020 |  | n/a
Xcel Energy | 85 | 13781 | IOU | 4066751 | 0 | Solar |  |  | Active Application | Protected Data | Protected Data |  |  | Residential | Solar* Rewards | 2020 |  | n/a
Xcel Energy | 85 | 13781 | IOU | 4066763 | 30 | Solar |  |  | Active Application | Protected Data | Protected Data |  |  | Commercial | Solar* Rewards | 2020 |  | n/a
Xcel Energy | 85 | 13781 | IOU | 4067050 | 6 | Solar |  |  | Active Application | Protected Data | Protected Data |  |  | Residential | Solar* Rewards | 2020 |  | n/a
Xcel Energy | 85 | 13781 | IOU | 4067140 | 6 | Solar |  |  | Active Application | Protected Data | Protected Data |  |  | Residential | Solar* Rewards | 2020 |  | n/a
Xcel Energy | 85 | 13781 | IOU | 4067214 | 5 | Solar |  |  | Active Application | Protected Data | Protected Data |  |  | Residential | Solar* Rewards | 2020 |  | n/a
Xcel Energy | 85 | 13781 | IOU | 4067491 | 5 | Solar |  |  | Active Application | Protected Data | Protected Data |  |  | Residential | Solar* Rewards | 2020 |  | n/a
Xcel Energy | 85 | 13781 | IOU | 4067492 | 9.074 | Solar |  |  | Active Application | Protected Data | Protected Data |  |  | Residential | Solar* Rewards | 2020 |  | n/a
Xcel Energy | 85 | 13781 | IOU | 4067523 | 7.616 | Solar |  |  | Active Application | Protected Data | Protected Data |  |  | Residential | Solar* Rewards | 2020 |  | n/a
Xcel Energy | 85 | 13781 | IOU | 4067525 | 1000 | Solar |  |  | Active Application | Protected Data | Protected Data | RAP | RAP081 | Community Solar Garden | Solar* Rewards Community | 2020 |  | n/a
Xcel Energy | 85 | 13781 | IOU | 4067551 | 9.994 | Solar |  |  | Active Application | Protected Data | Protected Data |  |  | Residential | Solar* Rewards | 2020 |  | n/a
Xcel Energy | 85 | 13781 | IOU | 4067807 | 7.616 | Solar |  |  | Active Application | Protected Data | Protected Data |  |  | Residential | Solar* Rewards | 2020 |  | n/a
Xcel Energy | 85 | 13781 | IOU | 4067829 | 1000 | Solar |  |  | Active Application | Protected Data | Protected Data | HAD | HAD022 | Community Solar Garden | Solar* Rewards Community | 2020 |  | n/a
Xcel Energy | 85 | 13781 | IOU | 4067846 | 7.616 | Solar |  |  | Active Application | Protected Data | Protected Data |  |  | Residential | Solar* Rewards | 2020 |  | n/a
Xcel Energy | 85 | 13781 | IOU | 4067936 | 4.93 | Solar |  |  | Active Application | Protected Data | Protected Data |  |  | Residential | Solar* Rewards | 2020 |  | n/a
Xcel Energy | 85 | 13781 | IOU | 4067975 | 0 | Solar |  |  | Active Application | Protected Data | Protected Data |  |  | Residential | Solar* Rewards | 2020 |  | n/a
Xcel Energy | 85 | 13781 | IOU | 4067982 | 30 | Solar |  |  | Active Application | Protected Data | Protected Data |  |  | Commercial | Solar* Rewards | 2020 |  | n/a
Xcel Energy | 85 | 13781 | IOU | 4068049 | 7.616 | Solar |  |  | Active Application | Protected Data | Protected Data |  |  | Commercial | Solar* Rewards | 2020 |  | n/a
Xcel Energy | 85 | 13781 | IOU | 4068088 | 30 | Solar |  |  | Active Application | Protected Data | Protected Data |  |  | Commercial | Solar* Rewards | 2020 |  | n/a
Xcel Energy | 85 | 13781 | IOU | 4068177 | 3.77 | Solar |  |  | Active Application | Protected Data | Protected Data |  |  | Residential | Solar* Rewards | 2020 |  | n/a
Xcel Energy | 85 | 13781 | IOU | 4068276 | 6.09 | Solar |  |  | Active Application | Protected Data | Protected Data |  |  | Residential | Solar* Rewards | 2020 |  | n/a
Xcel Energy | 85 | 13781 | IOU | 4068314 | 8.027 | Solar |  |  | Active Application | Protected Data | Protected Data |  |  | Residential | Solar* Rewards | 2020 |  | n/a
Xcel Energy | 85 | 13781 | IOU | 4068370 | 9.28 | Solar |  |  | Active Application | Protected Data | Protected Data |  |  | Residential | Solar* Rewards | 2020 |  | n/a
Xcel Energy | 85 | 13781 | IOU | 4068394 | 5.51 | Solar |  |  | Active Application | Protected Data | Protected Data |  |  | Residential | Solar* Rewards | 2020 |  | n/a
Xcel Energy | 85 | 13781 | IOU | 4069173 | 7.616 | Solar |  |  | Active Application | Protected Data | Protected Data |  |  | Residential | Solar* Rewards | 2020 |  | n/a
Xcel Energy | 85 | 13781 | IOU | 4069511 | 4.64 | Solar |  |  | Active Application | Protected Data | Protected Data |  |  | Residential | Solar* Rewards | 2020 |  | n/a
Xcel Energy | 85 | 13781 | IOU | 4069547 | 1000 | Solar |  |  | Active Application | Protected Data | Protected Data | PIP | PIP090 | Community Solar Garden | Solar* Rewards Community | 2020 |  | n/a
Xcel Energy | 85 | 13781 | IOU | 4069577 | 1000 | Solar |  |  | Active Application | Protected Data | Protected Data | WIN | WIN043 | Community Solar Garden | Solar* Rewards Community | 2020 |  | n/a
Xcel Energy | 85 | 13781 | IOU | 4069613 | 1000 | Solar |  |  | Active Application | Protected Data | Protected Data | FRA | FRA211 | Community Solar Garden | Solar* Rewards Community | 2020 |  | n/a
Xcel Energy | 85 | 13781 | IOU | 4069932 | 3.747 | Solar |  |  | Active Application | Protected Data | Protected Data |  |  | Residential | Solar* Rewards | 2020 |  | n/a
Xcel Energy | 85 | 13781 | IOU | 4071601 | 1000 | Solar |  |  | Active Application | Protected Data | Protected Data | PIP | PIP061 | Community Solar Garden | Solar* Rewards Community | 2020 |  | n/a
Xcel Energy | 85 | 13781 | IOU | 4072027 | 3.3 | Solar |  |  | Active Application | Protected Data | Protected Data |  |  | Residential | Solar* Rewards | 2020 |  | n/a
Xcel Energy | 85 | 13781 | IOU | 4072088 | 11.39 | Solar |  |  | Active Application | Protected Data | Protected Data |  |  | Residential | Solar* Rewards | 2020 |  | n/a
Xcel Energy | 85 | 13781 | IOU | 4072565 | 5.8 | Solar |  |  | Active Application | Protected Data | Protected Data |  |  | Residential | Solar* Rewards | 2020 |  | n/a
Xcel Energy | 85 | 13781 | IOU | 4072832 | 5.8 | Solar |  |  | Active Application | Protected Data | Protected Data |  |  | Residential | Solar* Rewards | 2020 |  | n/a
Xcel Energy | 85 | 13781 | IOU | 4073015 | 8.99 | Solar |  |  | Active Application | Protected Data | Protected Data |  |  | Residential | Solar* Rewards | 2020 |  | n/a
Xcel Energy | 85 | 13781 | IOU | 4073021 | 1000 | Solar |  |  | Active Application | Protected Data | Protected Data | HUG | HUG321 | Community Solar Garden | Solar* Rewards Community | 2020 |  | n/a
Xcel Energy | 85 | 13781 | IOU | 4073034 | 8.12 | Solar |  |  | Active Application | Protected Data | Protected Data |  |  | Residential | Solar* Rewards | 2020 |  | n/a
Xcel Energy | 85 | 13781 | IOU | 4073180 | 5 | Solar |  |  | Active Application | Protected Data | Protected Data |  |  | Residential | Solar* Rewards | 2020 |  | n/a
Xcel Energy | 85 | 13781 | IOU | 4073826 | 9.994 | Solar |  |  | Active Application | Protected Data | Protected Data |  |  | Residential | Solar* Rewards | 2020 |  | n/a
Xcel Energy | 85 | 13781 | IOU | 4073905 | 13.741 | Solar |  |  | Active Application | Protected Data | Protected Data |  |  | Residential | Solar* Rewards | 2020 |  | n/a
Xcel Energy | 85 | 13781 | IOU | 4073950 | 11.39 | Solar |  |  | Active Application | Protected Data | Protected Data |  |  | Residential | Solar* Rewards | 2020 |  | n/a
Xcel Energy | 85 | 13781 | IOU | 4074035 | 0 | Solar |  |  | Active Application | Protected Data | Protected Data |  |  | Residential | Solar* Rewards | 2020 |  | n/a
Xcel Energy | 85 | 13781 | IOU | 4078261 | 39.998 | Solar |  |  | Active Application | Protected Data | Protected Data |  |  | Commercial | Solar* Rewards | 2020 |  | n/a
Xcel Energy | 85 | 13781 | IOU | 4078402 | 5 | Solar |  |  | Active Application | Protected Data | Protected Data |  |  | Residential | Solar* Rewards | 2020 |  | n/a
Xcel Energy | 85 | 13781 | IOU | 4078585 | 5 | Solar |  |  | Active Application | Protected Data | Protected Data |  |  | Residential | Solar* Rewards | 2020 |  | n/a
Xcel Energy | 85 | 13781 | IOU | 4078623 | 1000 | Solar |  |  | Active Application | Protected Data | Protected Data | WAT | WAT081 | Community Solar Garden | Solar* Rewards Community | 2020 |  | n/a
Xcel Energy | 85 | 13781 | IOU | 4078665 | 3.747 | Solar |  |  | Active Application | Protected Data | Protected Data |  |  | Residential | Solar* Rewards | 2020 |  | n/a
Xcel Energy | 85 | 13781 | IOU | 4078771 | 10.44 | Solar |  |  | Active Application | Protected Data | Protected Data |  |  | Residential | Solar* Rewards | 2020 |  | n/a
Xcel Energy | 85 | 13781 | IOU | 4078862 | 3.747 | Solar |  |  | Active Application | Protected Data | Protected Data |  |  | Residential | Solar* Rewards | 2020 |  | n/a
Xcel Energy | 85 | 13781 | IOU | 4078951 | 9.994 | Solar |  |  | Active Application | Protected Data | Protected Data |  |  | Residential | Solar* Rewards | 2020 |  | n/a
Xcel Energy | 85 | 13781 | IOU | 4078963 | 7.616 | Solar |  |  | Active Application | Protected Data | Protected Data |  |  | Residential | Solar* Rewards | 2020 |  | n/a
Xcel Energy | 85 | 13781 | IOU | 4079076 | 11.39 | Solar |  |  | Active Application | Protected Data | Protected Data |  |  | Residential | Solar* Rewards | 2020 |  | n/a
Xcel Energy | 85 | 13781 | IOU | 4079124 | 1000 | Solar |  |  | Active Application | Protected Data | Protected Data | LAY | LAY061 | Community Solar Garden | Solar* Rewards Community | 2020 |  | n/a
Xcel Energy | 85 | 13781 | IOU | 4079180 | 1000 | Solar |  |  | Active Application | Protected Data | Protected Data | YLM | YLM212 | Community Solar Garden | Solar* Rewards Community | 2020 |  | n/a
Xcel Energy | 85 | 13781 | IOU | 4079196 | 1000 | Solar |  |  | Active Application | Protected Data | Protected Data | LAY | LAY061 | Community Solar Garden | Solar* Rewards Community | 2020 |  | n/a
Xcel Energy | 85 | 13781 | IOU | 4079483 | 7.616 | Solar |  |  | Active Application | Protected Data | Protected Data |  |  | Residential | Solar* Rewards | 2020 |  | n/a
Xcel Energy | 85 | 13781 | IOU | 4079511 | 6.96 | Solar |  |  | Active Application | Protected Data | Protected Data |  |  | Residential | Solar* Rewards | 2020 |  | n/a
Xcel Energy | 85 | 13781 | IOU | 4079658 | 7.616 | Solar |  |  | Active Application | Protected Data | Protected Data |  |  | Residential | Solar* Rewards | 2020 |  | n/a
Xcel Energy | 85 | 13781 | IOU | 4079721 | 33.3 | Solar |  |  | Active Application | Protected Data | Protected Data |  |  | Commercial | Solar* Rewards | 2020 |  | n/a
Xcel Energy | 85 | 13781 | IOU | 4079785 | 7.616 | Solar |  |  | Active Application | Protected Data | Protected Data |  |  | Commercial | Solar* Rewards | 2020 |  | n/a
Xcel Energy | 85 | 13781 | IOU | 4079879 | 8.12 | Solar |  |  | Active Application | Protected Data | Protected Data |  |  | Residential | Solar* Rewards | 2020 |  | n/a
Xcel Energy | 85 | 13781 | IOU | 4079910 | 0 | Solar |  |  | Active Application | Protected Data | Protected Data |  |  | Residential | Solar* Rewards | 2020 |  | n/a
Xcel Energy | 85 | 13781 | IOU | 4081441 | 1000 | Solar |  |  | Active Application | Protected Data | Protected Data | WIN | WIN043 | Community Solar Garden | Solar* Rewards Community | 2020 |  | n/a
Xcel Energy | 85 | 13781 | IOU | 4081964 | 1000 | Solar |  |  | Active Application | Protected Data | Protected Data | CHI | CHI311 | Community Solar Garden | Solar* Rewards Community | 2020 |  | n/a
Xcel Energy | 85 | 13781 | IOU | 4081973 | 1000 | Solar |  |  | Active Application | Protected Data | Protected Data | RED | RED091 | Community Solar Garden | Solar* Rewards Community | 2020 |  | n/a
Xcel Energy | 85 | 13781 | IOU | 4081975 | 10.45 | Solar |  |  | Active Application | Protected Data | Protected Data |  |  | Residential | Solar* Rewards | 2020 |  | n/a
Xcel Energy | 85 | 13781 | IOU | 4081998 | 5.5 | Solar |  |  | Active Application | Protected Data | Protected Data |  |  | Residential | Solar* Rewards | 2020 |  | n/a
Xcel Energy | 85 | 13781 | IOU | 4082014 | 5.5 | Solar |  |  | Active Application | Protected Data | Protected Data |  |  | Residential | Solar* Rewards | 2020 |  | n/a
Xcel Energy | 85 | 13781 | IOU | 4082020 | 6.05 | Solar |  |  | Active Application | Protected Data | Protected Data |  |  | Residential | Solar* Rewards | 2020 |  | n/a
Xcel Energy | 85 | 13781 | IOU | 4082022 | 4.95 | Solar |  |  | Active Application | Protected Data | Protected Data |  |  | Residential | Solar* Rewards | 2020 |  | n/a
Xcel Energy | 85 | 13781 | IOU | 4082023 | 3.85 | Solar |  |  | Active Application | Protected Data | Protected Data |  |  | Residential | Solar* Rewards | 2020 |  | n/a
Xcel Energy | 85 | 13781 | IOU | 4082024 | 0 | Solar |  |  | Active Application | Protected Data | Protected Data |  |  | Residential | Solar* Rewards | 2020 |  | n/a
Xcel Energy | 85 | 13781 | IOU | 4082025 | 9.35 | Solar |  |  | Active Application | Protected Data | Protected Data |  |  | Residential | Solar* Rewards | 2020 |  | n/a
Xcel Energy | 85 | 13781 | IOU | 4082026 | 6.05 | Solar |  |  | Active Application | Protected Data | Protected Data |  |  | Residential | Solar* Rewards | 2020 |  | n/a
Xcel Energy | 85 | 13781 | IOU | 4082028 | 6.05 | Solar |  |  | Active Application | Protected Data | Protected Data |  |  | Residential | Solar* Rewards | 2020 |  | n/a
Xcel Energy | 85 | 13781 | IOU | 4082030 | 0 | Solar |  |  | Active Application | Protected Data | Protected Data |  |  | Residential | Solar* Rewards | 2020 |  | n/a
Xcel Energy | 85 | 13781 | IOU | 4082286 | 17.28 | Solar |  |  | Active Application | Protected Data | Protected Data |  |  | Residential | Solar* Rewards | 2020 |  | n/a
Xcel Energy | 85 | 13781 | IOU | 4082460 | 0 | Solar |  |  | Active Application | Protected Data | Protected Data |  |  | Residential | Solar* Rewards | 2020 |  | n/a
Xcel Energy | 85 | 13781 | IOU | 4082532 | 7.616 | Solar |  |  | Active Application | Protected Data | Protected Data |  |  | Residential | Solar* Rewards | 2020 |  | n/a
Xcel Energy | 85 | 13781 | IOU | 4082614 | 1000 | Solar |  |  | Active Application | Protected Data | Protected Data | RED | RED091 | Community Solar Garden | Solar* Rewards Community | 2020 |  | n/a
Xcel Energy | 85 | 13781 | IOU | 4082650 | 1000 | Solar |  |  | Active Application | Protected Data | Protected Data | HAD | HAD022 | Community Solar Garden | Solar* Rewards Community | 2020 |  | n/a
Xcel Energy | 85 | 13781 | IOU | 4082667 | 1000 | Solar |  |  | Active Application | Protected Data | Protected Data | HAD | HAD022 | Community Solar Garden | Solar* Rewards Community | 2020 |  | n/a
Xcel Energy | 85 | 13781 | IOU | 4082703 | 11.39 | Solar |  |  | Active Application | Protected Data | Protected Data |  |  | Residential | Solar* Rewards | 2020 |  | n/a
Xcel Energy | 85 | 13781 | IOU | 4082716 | 1000 | Solar |  |  | Active Application | Protected Data | Protected Data | MHW | MHW311 | Community Solar Garden | Solar* Rewards Community | 2020 |  | n/a
Xcel Energy | 85 | 13781 | IOU | 4082738 | 1000 | Solar |  |  | Active Application | Protected Data | Protected Data | PAT | PAT312 | Community Solar Garden | Solar* Rewards Community | 2020 |  | n/a
Xcel Energy | 85 | 13781 | IOU | 4082756 | 7.616 | Solar |  |  | Active Application | Protected Data | Protected Data |  |  | Residential | Solar* Rewards | 2020 |  | n/a
Xcel Energy | 85 | 13781 | IOU | 4082770 | 1000 | Solar |  |  | Active Application | Protected Data | Protected Data | PAT | PAT312 | Community Solar Garden | Solar* Rewards Community | 2020 |  | n/a
Xcel Energy | 85 | 13781 | IOU | 4082805 | 1000 | Solar |  |  | Active Application | Protected Data | Protected Data | MEI | MEI021 | Community Solar Garden | Solar* Rewards Community | 2020 |  | n/a
Xcel Energy | 85 | 13781 | IOU | 4082863 | 5 | Solar |  |  | Active Application | Protected Data | Protected Data |  |  | Residential | Solar* Rewards | 2020 |  | n/a
Xcel Energy | 85 | 13781 | IOU | 4083597 | 1000 | Solar |  |  | Active Application | Protected Data | Protected Data | AVR | AVR081 | Community Solar Garden | Solar* Rewards Community | 2020 |  | n/a
Xcel Energy | 85 | 13781 | IOU | 4083600 | 19.999 | Solar |  |  | Active Application | Protected Data | Protected Data |  |  | Commercial | Solar* Rewards | 2020 |  | n/a
Xcel Energy | 85 | 13781 | IOU | 4083877 | 7.616 | Solar |  |  | Active Application | Protected Data | Protected Data |  |  | Residential | Solar* Rewards | 2020 |  | n/a
Xcel Energy | 85 | 13781 | IOU | 4084068 | 11.39 | Solar |  |  | Active Application | Protected Data | Protected Data |  |  | Residential | Solar* Rewards | 2020 |  | n/a
Xcel Energy | 85 | 13781 | IOU | 4084539 | 5 | Solar |  |  | Active Application | Protected Data | Protected Data |  |  | Residential | Solar* Rewards | 2020 |  | n/a
Xcel Energy | 85 | 13781 | IOU | 4084550 | 3.747 | Solar |  |  | Active Application | Protected Data | Protected Data |  |  | Residential | Solar* Rewards | 2020 |  | n/a
Xcel Energy | 85 | 13781 | IOU | 4084555 | 7.616 | Solar |  |  | Active Application | Protected Data | Protected Data |  |  | Residential | Solar* Rewards | 2020 |  | n/a
Xcel Energy | 85 | 13781 | IOU | 4084573 | 5 | Solar |  |  | Active Application | Protected Data | Protected Data |  |  | Residential | Solar* Rewards | 2020 |  | n/a
Xcel Energy | 85 | 13781 | IOU | 4084577 | 3.747 | Solar |  |  | Active Application | Protected Data | Protected Data |  |  | Residential | Solar* Rewards | 2020 |  | n/a
Xcel Energy | 85 | 13781 | IOU | 4084922 | 4.93 | Solar |  |  | Active Application | Protected Data | Protected Data |  |  | Residential | Solar* Rewards | 2020 |  | n/a
Xcel Energy | 85 | 13781 | IOU | 4085026 | 11.39 | Solar |  |  | Active Application | Protected Data | Protected Data |  |  | Residential | Solar* Rewards | 2020 |  | n/a
Xcel Energy | 85 | 13781 | IOU | 4085701 | 11.39 | Solar |  |  | Active Application | Protected Data | Protected Data |  |  | Residential | Solar* Rewards | 2020 |  | n/a
Xcel Energy | 85 | 13781 | IOU | 4085978 | 6.48 | Solar |  |  | Active Application | Protected Data | Protected Data |  |  | Residential | Solar* Rewards | 2020 |  | n/a
Xcel Energy | 85 | 13781 | IOU | 4086142 | 3.48 | Solar |  |  | Active Application | Protected Data | Protected Data |  |  | Residential | Solar* Rewards | 2020 |  | n/a
Xcel Energy | 85 | 13781 | IOU | 4086222 | 5.22 | Solar |  |  | Active Application | Protected Data | Protected Data |  |  | Residential | Solar* Rewards | 2020 |  | n/a
Xcel Energy | 85 | 13781 | IOU | 4086315 | 4.64 | Solar |  |  | Active Application | Protected Data | Protected Data |  |  | Residential | Solar* Rewards | 2020 |  | n/a
Xcel Energy | 85 | 13781 | IOU | 4086386 | 8.41 | Solar |  |  | Active Application | Protected Data | Protected Data |  |  | Residential | Solar* Rewards | 2020 |  | n/a
Xcel Energy | 85 | 13781 | IOU | 4086431 | 4.384 | Solar |  |  | Active Application | Protected Data | Protected Data |  |  | Residential | Solar* Rewards | 2020 |  | n/a
Xcel Energy | 85 | 13781 | IOU | 4086445 | 3.77 | Solar |  |  | Active Application | Protected Data | Protected Data |  |  | Residential | Solar* Rewards | 2020 |  | n/a
Xcel Energy | 85 | 13781 | IOU | 4086466 | 5.5 | Solar |  |  | Active Application | Protected Data | Protected Data |  |  | Residential | Solar* Rewards | 2020 |  | n/a
Xcel Energy | 85 | 13781 | IOU | 4086718 | 5 | Solar |  |  | Active Application | Protected Data | Protected Data |  |  | Residential | Solar* Rewards | 2020 |  | n/a
Xcel Energy | 85 | 13781 | IOU | 4086951 | 3.49 | Solar |  |  | Active Application | Protected Data | Protected Data |  |  | Residential | Solar* Rewards | 2020 |  | n/a
Xcel Energy | 85 | 13781 | IOU | 4086980 | 0 | Solar |  |  | Active Application | Protected Data | Protected Data |  |  | Residential | Solar* Rewards | 2020 |  | n/a
Xcel Energy | 85 | 13781 | IOU | 4087046 | 6 | Solar |  |  | Active Application | Protected Data | Protected Data |  |  | Residential | Solar* Rewards | 2020 |  | n/a
Xcel Energy | 85 | 13781 | IOU | 4087101 | 4.64 | Solar |  |  | Active Application | Protected Data | Protected Data |  |  | Residential | Solar* Rewards | 2020 |  | n/a
Xcel Energy | 85 | 13781 | IOU | 4087139 | 6.72 | Solar |  |  | Active Application | Protected Data | Protected Data |  |  | Residential | Solar* Rewards | 2020 |  | n/a
Xcel Energy | 85 | 13781 | IOU | 4087142 | 7.616 | Solar |  |  | Active Application | Protected Data | Protected Data |  |  | Residential | Solar* Rewards | 2020 |  | n/a
Xcel Energy | 85 | 13781 | IOU | 4087259 | 5.054 | Solar |  |  | Active Application | Protected Data | Protected Data |  |  | Residential | Solar* Rewards | 2020 |  | n/a
Xcel Energy | 85 | 13781 | IOU | 4087278 | 3.747 | Solar |  |  | Active Application | Protected Data | Protected Data |  |  | Residential | Solar* Rewards | 2020 |  | n/a
Xcel Energy | 85 | 13781 | IOU | 4087322 | 7.494 | Solar |  |  | Active Application | Protected Data | Protected Data |  |  | Residential | Solar* Rewards | 2020 |  | n/a
Xcel Energy | 85 | 13781 | IOU | 4087415 | 3.747 | Solar |  |  | Active Application | Protected Data | Protected Data |  |  | Residential | Solar* Rewards | 2020 |  | n/a
Xcel Energy | 85 | 13781 | IOU | 4087448 | 5.51 | Solar |  |  | Active Application | Protected Data | Protected Data |  |  | Residential | Solar* Rewards | 2020 |  | n/a
Xcel Energy | 85 | 13781 | IOU | 4087511 | 9.9 | Solar |  |  | Active Application | Protected Data | Protected Data |  |  | Residential | Solar* Rewards | 2020 |  | n/a
Xcel Energy | 85 | 13781 | IOU | 4087657 | 2.32 | Solar |  |  | Active Application | Protected Data | Protected Data |  |  | Residential | Solar* Rewards | 2020 |  | n/a
Xcel Energy | 85 | 13781 | IOU | 4087675 | 6.05 | Solar |  |  | Active Application | Protected Data | Protected Data |  |  | Residential | Solar* Rewards | 2020 |  | n/a
Xcel Energy | 85 | 13781 | IOU | 4087694 | 4.64 | Solar |  |  | Active Application | Protected Data | Protected Data |  |  | Residential | Solar* Rewards | 2020 |  | n/a
Xcel Energy | 85 | 13781 | IOU | 4087935 | 6.09 | Solar |  |  | Active Application | Protected Data | Protected Data |  |  | Residential | Solar* Rewards | 2020 |  | n/a
Xcel Energy | 85 | 13781 | IOU | 4087962 | 4.64 | Solar |  |  | Active Application | Protected Data | Protected Data |  |  | Residential | Solar* Rewards | 2020 |  | n/a
Xcel Energy | 85 | 13781 | IOU | 4087993 | 3.48 | Solar |  |  | Active Application | Protected Data | Protected Data |  |  | Residential | Solar* Rewards | 2020 |  | n/a
Xcel Energy | 85 | 13781 | IOU | 4088164 | 12.18 | Solar |  |  | Active Application | Protected Data | Protected Data |  |  | Residential | Solar* Rewards | 2020 |  | n/a
Xcel Energy | 85 | 13781 | IOU | 4089371 | 11.39 | Solar |  |  | Active Application | Protected Data | Protected Data |  |  | Residential | Solar* Rewards | 2020 |  | n/a
Xcel Energy | 85 | 13781 | IOU | 4089636 | 6 | Solar |  |  | Active Application | Protected Data | Protected Data |  |  | Residential | Solar* Rewards | 2020 |  | n/a
Xcel Energy | 85 | 13781 | IOU | 4089756 | 4.4 | Solar |  |  | Active Application | Protected Data | Protected Data |  |  | Commercial | Solar* Rewards | 2020 |  | n/a
Xcel Energy | 85 | 13781 | IOU | 4089929 | 3.3 | Solar |  |  | Active Application | Protected Data | Protected Data |  |  | Residential | Solar* Rewards | 2020 |  | n/a
Xcel Energy | 85 | 13781 | IOU | 4089947 | 30 | Solar |  |  | Active Application | Protected Data | Protected Data |  |  | Residential | Solar* Rewards | 2020 |  | n/a
Xcel Energy | 85 | 13781 | IOU | 4089967 | 9.994 | Solar |  |  | Active Application | Protected Data | Protected Data |  |  | Residential | Solar* Rewards | 2020 |  | n/a
Xcel Energy | 85 | 13781 | IOU | 4090228 | 5 | Solar |  |  | Active Application | Protected Data | Protected Data |  |  | Residential | Solar* Rewards | 2020 |  | n/a
Xcel Energy | 85 | 13781 | IOU | 4090244 | 5 | Solar |  |  | Active Application | Protected Data | Protected Data |  |  | Residential | Solar* Rewards | 2020 |  | n/a
Xcel Energy | 85 | 13781 | IOU | 4090249 | 3.3 | Solar |  |  | Active Application | Protected Data | Protected Data |  |  | Residential | Solar* Rewards | 2020 |  | n/a
Xcel Energy | 85 | 13781 | IOU | 4090286 | 0 | Solar |  |  | Active Application | Protected Data | Protected Data |  |  | Residential | Solar* Rewards | 2020 |  | n/a
Xcel Energy | 85 | 13781 | IOU | 4090321 | 0 | Solar |  |  | Active Application | Protected Data | Protected Data |  |  | Residential | Solar* Rewards | 2020 |  | n/a
Xcel Energy | 85 | 13781 | IOU | 4091191 | 3.747 | Solar |  |  | Active Application | Protected Data | Protected Data |  |  | Residential | Solar* Rewards | 2020 |  | n/a
Xcel Energy | 85 | 13781 | IOU | 4091272 | 6 | Solar |  |  | Active Application | Protected Data | Protected Data |  |  | Residential | Solar* Rewards | 2020 |  | n/a
Xcel Energy | 85 | 13781 | IOU | 4091321 | 1000 | Solar |  |  | Active Application | Protected Data | Protected Data | BUR | BUR032 | Community Solar Garden | Solar* Rewards Community | 2020 |  | n/a
Xcel Energy | 85 | 13781 | IOU | 4091333 | 5 | Solar |  |  | Active Application | Protected Data | Protected Data |  |  | Residential | Solar* Rewards | 2020 |  | n/a
Xcel Energy | 85 | 13781 | IOU | 4091337 | 6 | Solar |  |  | Active Application | Protected Data | Protected Data |  |  | Residential | Solar* Rewards | 2020 |  | n/a
Xcel Energy | 85 | 13781 | IOU | 4091555 | 1000 | Solar |  |  | Active Application | Protected Data | Protected Data | HAD | HAD022 | Community Solar Garden | Solar* Rewards Community | 2020 |  | n/a
Xcel Energy | 85 | 13781 | IOU | 4091580 | 1000 | Solar |  |  | Active Application | Protected Data | Protected Data | PAT | PAT313 | Community Solar Garden | Solar* Rewards Community | 2020 |  | n/a
Xcel Energy | 85 | 13781 | IOU | 4091604 | 1000 | Solar |  |  | Active Application | Protected Data | Protected Data | REW | REW023 | Community Solar Garden | Solar* Rewards Community | 2020 |  | n/a
Xcel Energy | 85 | 13781 | IOU | 4091696 | 7.616 | Solar |  |  | Active Application | Protected Data | Protected Data |  |  | Residential | Solar* Rewards | 2020 |  | n/a
Xcel Energy | 85 | 13781 | IOU | 4092031 | 7.7 | Solar |  |  | Active Application | Protected Data | Protected Data |  |  | Residential | Solar* Rewards | 2020 |  | n/a
Xcel Energy | 85 | 13781 | IOU | 4092033 | 3.747 | Solar |  |  | Active Application | Protected Data | Protected Data |  |  | Residential | Solar* Rewards | 2020 |  | n/a
Xcel Energy | 85 | 13781 | IOU | 4092191 | 9.994 | Solar |  |  | Active Application | Protected Data | Protected Data |  |  | Residential | Solar* Rewards | 2020 |  | n/a
Xcel Energy | 85 | 13781 | IOU | 4092254 | 5 | Solar |  |  | Active Application | Protected Data | Protected Data |  |  | Residential | Solar* Rewards | 2020 |  | n/a
Xcel Energy | 85 | 13781 | IOU | 4092350 | 0 | Solar |  |  | Active Application | Protected Data | Protected Data |  |  | Residential | Solar* Rewards | 2020 |  | n/a
Xcel Energy | 85 | 13781 | IOU | 4092399 | 3.747 | Solar |  |  | Active Application | Protected Data | Protected Data |  |  | Residential | Solar* Rewards | 2020 |  | n/a
Xcel Energy | 85 | 13781 | IOU | 4092478 | 0 | Solar |  |  | Active Application | Protected Data | Protected Data |  |  | Residential | Solar* Rewards | 2020 |  | n/a
Xcel Energy | 85 | 13781 | IOU | 4092862 | 6 | Solar |  |  | Active Application | Protected Data | Protected Data |  |  | Residential | Solar* Rewards | 2020 |  | n/a
Xcel Energy | 85 | 13781 | IOU | 4093854 | 33.3 | Solar |  |  | Active Application | Protected Data | Protected Data |  |  | Commercial | Solar* Rewards | 2020 |  | n/a
Xcel Energy | 85 | 13781 | IOU | 4094554 | 4.93 | Solar |  |  | Active Application | Protected Data | Protected Data |  |  | Residential | Solar* Rewards | 2020 |  | n/a
Xcel Energy | 85 | 13781 | IOU | 4094722 | 0 | Solar |  |  | Active Application | Protected Data | Protected Data |  |  | Residential | Solar* Rewards | 2020 |  | n/a
Xcel Energy | 85 | 13781 | IOU | 4095024 | 1000 | Solar |  |  | Active Application | Protected Data | Protected Data | MHW | MHW311 | Community Solar Garden | Solar* Rewards Community | 2020 |  | n/a
Xcel Energy | 85 | 13781 | IOU | 4095054 | 5.054 | Solar |  |  | Active Application | Protected Data | Protected Data |  |  | Residential | Solar* Rewards | 2020 |  | n/a
Xcel Energy | 85 | 13781 | IOU | 4095136 | 5 | Solar |  |  | Active Application | Protected Data | Protected Data |  |  | Residential | Solar* Rewards | 2020 |  | n/a
Xcel Energy | 85 | 13781 | IOU | 4095505 | 9.994 | Solar |  |  | Active Application | Protected Data | Protected Data |  |  | Residential | Solar* Rewards | 2020 |  | n/a
Xcel Energy | 85 | 13781 | IOU | 4095518 | 10.08 | Solar |  |  | Active Application | Protected Data | Protected Data |  |  | Residential | Solar* Rewards | 2020 |  | n/a
Xcel Energy | 85 | 13781 | IOU | 4095609 | 7.616 | Solar |  |  | Active Application | Protected Data | Protected Data |  |  | Residential | Solar* Rewards | 2020 |  | n/a
Xcel Energy | 85 | 13781 | IOU | 4095651 | 0 | Solar |  |  | Active Application | Protected Data | Protected Data |  |  | Residential | Solar* Rewards | 2020 |  | n/a
Xcel Energy | 85 | 13781 | IOU | 4095680 | 17.61 | Solar |  |  | Active Application | Protected Data | Protected Data |  |  | Residential | Solar* Rewards | 2020 |  | n/a
Xcel Energy | 85 | 13781 | IOU | 4095722 | 3.19 | Solar |  |  | Active Application | Protected Data | Protected Data |  |  | Residential | Solar* Rewards | 2020 |  | n/a
Xcel Energy | 85 | 13781 | IOU | 4095756 | 3.48 | Solar |  |  | Active Application | Protected Data | Protected Data |  |  | Residential | Solar* Rewards | 2020 |  | n/a
Xcel Energy | 85 | 13781 | IOU | 4095758 | 5 | Solar |  |  | Active Application | Protected Data | Protected Data |  |  | Residential | Solar* Rewards | 2020 |  | n/a
Xcel Energy | 85 | 13781 | IOU | 4096048 | 3.747 | Solar |  |  | Active Application | Protected Data | Protected Data |  |  | Residential | Solar* Rewards | 2020 |  | n/a
Xcel Energy | 85 | 13781 | IOU | 4096072 | 3.747 | Solar |  |  | Active Application | Protected Data | Protected Data |  |  | Residential | Solar* Rewards | 2020 |  | n/a
Xcel Energy | 85 | 13781 | IOU | 4096115 | 3.747 | Solar |  |  | Active Application | Protected Data | Protected Data |  |  | Residential | Solar* Rewards | 2020 |  | n/a
Xcel Energy | 85 | 13781 | IOU | 4096144 | 1000 | Solar |  |  | Active Application | Protected Data | Protected Data | AVN | AVN021 | Community Solar Garden | Solar* Rewards Community | 2020 |  | n/a
Xcel Energy | 85 | 13781 | IOU | 4096169 | 1000 | Solar |  |  | Active Application | Protected Data | Protected Data | PAT | PAT312 | Community Solar Garden | Solar* Rewards Community | 2020 |  | n/a
Xcel Energy | 85 | 13781 | IOU | 4100111 | 9.9 | Solar |  |  | Active Application | Protected Data | Protected Data |  |  | Residential | Solar* Rewards | 2020 |  | n/a
Xcel Energy | 85 | 13781 | IOU | 4100139 | 0 | Solar |  |  | Active Application | Protected Data | Protected Data |  |  | Residential | Solar* Rewards | 2020 |  | n/a
Xcel Energy | 85 | 13781 | IOU | 4101040 | 0 | Solar |  |  | Active Application | Protected Data | Protected Data |  |  | Commercial | Solar* Rewards | 2020 |  | n/a
Xcel Energy | 85 | 13781 | IOU | 4101055 | 58.04 | Solar |  |  | Active Application | Protected Data | Protected Data |  |  | Commercial | Solar* Rewards | 2020 |  | n/a
Xcel Energy | 85 | 13781 | IOU | 4101090 | 1.68 | Solar |  |  | Active Application | Protected Data | Protected Data |  |  | Residential | Solar* Rewards | 2020 |  | n/a
Xcel Energy | 85 | 13781 | IOU | 4101241 | 3.747 | Solar |  |  | Active Application | Protected Data | Protected Data |  |  | Residential | Solar* Rewards | 2020 |  | n/a
Xcel Energy | 85 | 13781 | IOU | 4101311 | 6 | Solar |  |  | Active Application | Protected Data | Protected Data |  |  | Residential | Solar* Rewards | 2020 |  | n/a
Xcel Energy | 85 | 13781 | IOU | 4101348 | 0.96 | Solar |  |  | Active Application | Protected Data | Protected Data |  |  | Residential | Solar* Rewards | 2020 |  | n/a
Xcel Energy | 85 | 13781 | IOU | 4101514 | 33.3 | Solar |  |  | Active Application | Protected Data | Protected Data |  |  | Commercial | Solar* Rewards | 2020 |  | n/a
Xcel Energy | 85 | 13781 | IOU | 4101711 | 0 | Solar |  |  | Active Application | Protected Data | Protected Data |  |  | Residential | Solar* Rewards | 2020 |  | n/a
Xcel Energy | 85 | 13781 | IOU | 4102030 | 6 | Solar |  |  | Active Application | Protected Data | Protected Data |  |  | Residential | Solar* Rewards | 2020 |  | n/a
Xcel Energy | 85 | 13781 | IOU | 4102039 | 11 | Solar |  |  | Active Application | Protected Data | Protected Data |  |  | Residential | Solar* Rewards | 2020 |  | n/a
Xcel Energy | 85 | 13781 | IOU | 4102859 | 9.28 | Solar |  |  | Active Application | Protected Data | Protected Data |  |  | Residential | Solar* Rewards | 2020 |  | n/a
Xcel Energy | 85 | 13781 | IOU | 4103228 | 0 | Solar |  |  | Active Application | Protected Data | Protected Data |  |  | Residential | Solar* Rewards | 2020 |  | n/a
Xcel Energy | 85 | 13781 | IOU | 4103472 | 3.77 | Solar |  |  | Active Application | Protected Data | Protected Data |  |  | Residential | Solar* Rewards | 2020 |  | n/a
Xcel Energy | 85 | 13781 | IOU | 4103610 | 10.15 | Solar |  |  | Active Application | Protected Data | Protected Data |  |  | Residential | Solar* Rewards | 2020 |  | n/a
Xcel Energy | 85 | 13781 | IOU | 4103801 | 1.92 | Solar |  |  | Active Application | Protected Data | Protected Data |  |  | Residential | Solar* Rewards | 2020 |  | n/a
Xcel Energy | 85 | 13781 | IOU | 4104403 | 1000 | Solar |  |  | Active Application | Protected Data | Protected Data | WAS | WAS092 | Community Solar Garden | Solar* Rewards Community | 2020 |  | n/a
Xcel Energy | 85 | 13781 | IOU | 4104796 | 0 | Solar |  |  | Active Application | Protected Data | Protected Data |  |  | Residential | Solar* Rewards | 2020 |  | n/a
Xcel Energy | 85 | 13781 | IOU | 4105188 | 6 | Solar |  |  | Active Application | Protected Data | Protected Data |  |  | Residential | Solar* Rewards | 2020 |  | n/a
Xcel Energy | 85 | 13781 | IOU | 4105225 | 4.06 | Solar |  |  | Active Application | Protected Data | Protected Data |  |  | Residential | Solar* Rewards | 2020 |  | n/a
Xcel Energy | 85 | 13781 | IOU | 4105298 | 3.77 | Solar |  |  | Active Application | Protected Data | Protected Data |  |  | Residential | Solar* Rewards | 2020 |  | n/a
Xcel Energy | 85 | 13781 | IOU | 4105396 | 0 | Solar |  |  | Active Application | Protected Data | Protected Data |  |  | Residential | Solar* Rewards | 2020 |  | n/a
Xcel Energy | 85 | 13781 | IOU | 4105687 | 5 | Solar |  |  | Active Application | Protected Data | Protected Data |  |  | Residential | Solar* Rewards | 2020 |  | n/a
Xcel Energy | 85 | 13781 | IOU | 4105740 | 6.24 | Solar |  |  | Active Application | Protected Data | Protected Data |  |  | Residential | Solar* Rewards | 2020 |  | n/a
Xcel Energy | 85 | 13781 | IOU | 4105872 | 7.616 | Solar |  |  | Active Application | Protected Data | Protected Data |  |  | Residential | Solar* Rewards | 2020 |  | n/a
Xcel Energy | 85 | 13781 | IOU | 4105964 | 9.86 | Solar |  |  | Active Application | Protected Data | Protected Data |  |  | Residential | Solar* Rewards | 2020 |  | n/a
Xcel Energy | 85 | 13781 | IOU | 4106056 | 0 | Solar |  |  | Active Application | Protected Data | Protected Data |  |  | Residential | Solar* Rewards | 2020 |  | n/a
Xcel Energy | 85 | 13781 | IOU | 4106160 | 8.7 | Solar |  |  | Active Application | Protected Data | Protected Data |  |  | Residential | Solar* Rewards | 2020 |  | n/a
Xcel Energy | 85 | 13781 | IOU | 4107350 | 5.8 | Solar |  |  | Active Application | Protected Data | Protected Data |  |  | Residential | Solar* Rewards | 2020 |  | n/a
Xcel Energy | 85 | 13781 | IOU | 4107375 | 3.747 | Solar |  |  | Active Application | Protected Data | Protected Data |  |  | Residential | Solar* Rewards | 2020 |  | n/a
Xcel Energy | 85 | 13781 | IOU | 4107415 | 19.999 | Solar |  |  | Active Application | Protected Data | Protected Data |  |  | Commercial | Solar* Rewards | 2020 |  | n/a
Xcel Energy | 85 | 13781 | IOU | 4107513 | 3.747 | Solar |  |  | Active Application | Protected Data | Protected Data |  |  | Residential | Solar* Rewards | 2020 |  | n/a
Xcel Energy | 85 | 13781 | IOU | 4107521 | 0 | Solar |  |  | Active Application | Protected Data | Protected Data |  |  | Residential | Solar* Rewards | 2020 |  | n/a
Xcel Energy | 85 | 13781 | IOU | 4107579 | 5 | Solar |  |  | Active Application | Protected Data | Protected Data |  |  | Residential | Solar* Rewards | 2020 |  | n/a
Xcel Energy | 85 | 13781 | IOU | 4107997 | 5.22 | Solar |  |  | Active Application | Protected Data | Protected Data |  |  | Residential | Solar* Rewards | 2020 |  | n/a
Xcel Energy | 85 | 13781 | IOU | 4108157 | 7.616 | Solar |  |  | Active Application | Protected Data | Protected Data |  |  | Residential | Solar* Rewards | 2020 |  | n/a
Xcel Energy | 85 | 13781 | IOU | 4108168 | 7.54 | Solar |  |  | Active Application | Protected Data | Protected Data |  |  | Residential | Solar* Rewards | 2020 |  | n/a
Xcel Energy | 85 | 13781 | IOU | 4108182 | 1000 | Solar |  |  | Active Application | Protected Data | Protected Data | HAD | HAD021 | Community Solar Garden | Solar* Rewards Community | 2020 |  | n/a
Xcel Energy | 85 | 13781 | IOU | 4108250 | 1000 | Solar |  |  | Active Application | Protected Data | Protected Data | SRD | SRD211 | Community Solar Garden | Solar* Rewards Community | 2020 |  | n/a
Xcel Energy | 85 | 13781 | IOU | 4108293 | 5 | Solar |  |  | Active Application | Protected Data | Protected Data |  |  | Residential | Solar* Rewards | 2020 |  | n/a
Xcel Energy | 85 | 13781 | IOU | 4108308 | 11 | Solar |  |  | Active Application | Protected Data | Protected Data |  |  | Residential | Solar* Rewards | 2020 |  | n/a
Xcel Energy | 85 | 13781 | IOU | 4108336 | 2.962 | Solar |  |  | Active Application | Protected Data | Protected Data |  |  | Residential | Solar* Rewards | 2020 |  | n/a
Xcel Energy | 85 | 13781 | IOU | 4108490 | 5 | Solar |  |  | Active Application | Protected Data | Protected Data |  |  | Residential | Solar* Rewards | 2020 |  | n/a
Xcel Energy | 85 | 13781 | IOU | 4108492 | 9.994 | Solar |  |  | Active Application | Protected Data | Protected Data |  |  | Residential | Solar* Rewards | 2020 |  | n/a
Xcel Energy | 85 | 13781 | IOU | 4108524 | 3.747 | Solar |  |  | Active Application | Protected Data | Protected Data |  |  | Residential | Solar* Rewards | 2020 |  | n/a
Xcel Energy | 85 | 13781 | IOU | 4108590 | 3.747 | Solar |  |  | Active Application | Protected Data | Protected Data |  |  | Residential | Solar* Rewards | 2020 |  | n/a
Xcel Energy | 85 | 13781 | IOU | 4108614 | 7.616 | Solar |  |  | Active Application | Protected Data | Protected Data |  |  | Residential | Solar* Rewards | 2020 |  | n/a
Xcel Energy | 85 | 13781 | IOU | 4108632 | 5 | Solar |  |  | Active Application | Protected Data | Protected Data |  |  | Residential | Solar* Rewards | 2020 |  | n/a
Xcel Energy | 85 | 13781 | IOU | 4108674 | 3.747 | Solar |  |  | Active Application | Protected Data | Protected Data |  |  | Residential | Solar* Rewards | 2020 |  | n/a
Xcel Energy | 85 | 13781 | IOU | 4108691 | 5 | Solar |  |  | Active Application | Protected Data | Protected Data |  |  | Residential | Solar* Rewards | 2020 |  | n/a
Xcel Energy | 85 | 13781 | IOU | 4108707 | 7.616 | Solar |  |  | Active Application | Protected Data | Protected Data |  |  | Residential | Solar* Rewards | 2020 |  | n/a
Xcel Energy | 85 | 13781 | IOU | 4108781 | 0 | Solar |  |  | Active Application | Protected Data | Protected Data |  |  | Commercial | Solar* Rewards | 2020 |  | n/a
Xcel Energy | 85 | 13781 | IOU | 4108904 | 28.13 | Solar |  |  | Active Application | Protected Data | Protected Data |  |  | Residential | Solar* Rewards | 2020 |  | n/a
Xcel Energy | 85 | 13781 | IOU | 4108959 | 1000 | Solar |  |  | Active Application | Protected Data | Protected Data | FRA | FRA211 | Community Solar Garden | Solar* Rewards Community | 2020 |  | n/a
Xcel Energy | 85 | 13781 | IOU | 4108974 | 1000 | Solar |  |  | Active Application | Protected Data | Protected Data | ALT | ALT021 | Community Solar Garden | Solar* Rewards Community | 2020 |  | n/a
Xcel Energy | 85 | 13781 | IOU | 4109289 | 15.232 | Solar |  |  | Active Application | Protected Data | Protected Data |  |  | Commercial | Solar* Rewards | 2020 |  | n/a
Xcel Energy | 85 | 13781 | IOU | 4109313 | 3.747 | Solar |  |  | Active Application | Protected Data | Protected Data |  |  | Residential | Solar* Rewards | 2020 |  | n/a
Xcel Energy | 85 | 13781 | IOU | 4109356 | 33.3 | Solar |  |  | Active Application | Protected Data | Protected Data |  |  | Commercial | Solar* Rewards | 2020 |  | n/a
Xcel Energy | 85 | 13781 | IOU | 4109505 | 19.988 | Solar |  |  | Active Application | Protected Data | Protected Data |  |  | Residential | Solar* Rewards | 2020 |  | n/a
Xcel Energy | 85 | 13781 | IOU | 4109604 | 4.08 | Solar |  |  | Active Application | Protected Data | Protected Data |  |  | Residential | Solar* Rewards | 2020 |  | n/a
Xcel Energy | 85 | 13781 | IOU | 4109791 | 4.93 | Solar |  |  | Active Application | Protected Data | Protected Data |  |  | Residential | Solar* Rewards | 2020 |  | n/a
Xcel Energy | 85 | 13781 | IOU | 4110031 | 7.616 | Solar |  |  | Active Application | Protected Data | Protected Data |  |  | Residential | Solar* Rewards | 2020 |  | n/a
Xcel Energy | 85 | 13781 | IOU | 4110269 | 9.994 | Solar |  |  | Active Application | Protected Data | Protected Data |  |  | Residential | Solar* Rewards | 2020 |  | n/a
Xcel Energy | 85 | 13781 | IOU | 4110288 | 23.51 | Solar |  |  | Active Application | Protected Data | Protected Data |  |  | Commercial | Solar* Rewards | 2020 |  | n/a
Xcel Energy | 85 | 13781 | IOU | 4110306 | 6 | Solar |  |  | Active Application | Protected Data | Protected Data |  |  | Residential | Solar* Rewards | 2020 |  | n/a
Xcel Energy | 85 | 13781 | IOU | 4110310 | 11.39 | Solar |  |  | Active Application | Protected Data | Protected Data |  |  | Residential | Solar* Rewards | 2020 |  | n/a
Xcel Energy | 85 | 13781 | IOU | 4110358 | 7.616 | Solar |  |  | Active Application | Protected Data | Protected Data |  |  | Residential | Solar* Rewards | 2020 |  | n/a
Xcel Energy | 85 | 13781 | IOU | 4110386 | 1000 | Solar |  |  | Active Application | Protected Data | Protected Data | MHW | MHW311 | Community Solar Garden | Solar* Rewards Community | 2020 |  | n/a
Xcel Energy | 85 | 13781 | IOU | 4110423 | 7.68 | Solar |  |  | Active Application | Protected Data | Protected Data |  |  | Residential | Solar* Rewards | 2020 |  | n/a
Xcel Energy | 85 | 13781 | IOU | 4110459 | 7.616 | Solar |  |  | Active Application | Protected Data | Protected Data |  |  | Residential | Solar* Rewards | 2020 |  | n/a
Xcel Energy | 85 | 13781 | IOU | 4110469 | 3.747 | Solar |  |  | Active Application | Protected Data | Protected Data |  |  | Residential | Solar* Rewards | 2020 |  | n/a
Xcel Energy | 85 | 13781 | IOU | 4110477 | 3.747 | Solar |  |  | Active Application | Protected Data | Protected Data |  |  | Residential | Solar* Rewards | 2020 |  | n/a
Xcel Energy | 85 | 13781 | IOU | 4110490 | 3.747 | Solar |  |  | Active Application | Protected Data | Protected Data |  |  | Residential | Solar* Rewards | 2020 |  | n/a
Xcel Energy | 85 | 13781 | IOU | 4110508 | 7.616 | Solar |  |  | Active Application | Protected Data | Protected Data |  |  | Residential | Solar* Rewards | 2020 |  | n/a
Xcel Energy | 85 | 13781 | IOU | 4110523 | 6 | Solar |  |  | Active Application | Protected Data | Protected Data |  |  | Residential | Solar* Rewards | 2020 |  | n/a
Xcel Energy | 85 | 13781 | IOU | 4110557 | 3.747 | Solar |  |  | Active Application | Protected Data | Protected Data |  |  | Residential | Solar* Rewards | 2020 |  | n/a
Xcel Energy | 85 | 13781 | IOU | 4110625 | 8.8 | Solar |  |  | Active Application | Protected Data | Protected Data |  |  | Residential | Solar* Rewards | 2020 |  | n/a
Xcel Energy | 85 | 13781 | IOU | 4110639 | 3.747 | Solar |  |  | Active Application | Protected Data | Protected Data |  |  | Residential | Solar* Rewards | 2020 |  | n/a
Xcel Energy | 85 | 13781 | IOU | 4110683 | 1000 | Solar |  |  | Active Application | Protected Data | Protected Data | MHW | MHW311 | Community Solar Garden | Solar* Rewards Community | 2020 |  | n/a
Xcel Energy | 85 | 13781 | IOU | 4110693 | 1000 | Solar |  |  | Active Application | Protected Data | Protected Data | COK | COK061 | Community Solar Garden | Solar* Rewards Community | 2020 |  | n/a
Xcel Energy | 85 | 13781 | IOU | 4110778 | 0 | Solar |  |  | Active Application | Protected Data | Protected Data |  |  | Residential | Solar* Rewards | 2020 |  | n/a
Xcel Energy | 85 | 13781 | IOU | 4110822 | 6 | Solar |  |  | Active Application | Protected Data | Protected Data |  |  | Residential | Solar* Rewards | 2020 |  | n/a
Xcel Energy | 85 | 13781 | IOU | 4110825 | 7.616 | Solar |  |  | Active Application | Protected Data | Protected Data |  |  | Residential | Solar* Rewards | 2020 |  | n/a
Xcel Energy | 85 | 13781 | IOU | 4110896 | 4.06 | Solar |  |  | Active Application | Protected Data | Protected Data |  |  | Residential | Solar* Rewards | 2020 |  | n/a
Xcel Energy | 85 | 13781 | IOU | 4110925 | 15.232 | Solar |  |  | Active Application | Protected Data | Protected Data |  |  | Residential | Solar* Rewards | 2020 |  | n/a
Xcel Energy | 85 | 13781 | IOU | 4110936 | 7.616 | Solar |  |  | Active Application | Protected Data | Protected Data |  |  | Residential | Solar* Rewards | 2020 |  | n/a
Xcel Energy | 85 | 13781 | IOU | 4111458 | 5.22 | Solar |  |  | Active Application | Protected Data | Protected Data |  |  | Residential | Solar* Rewards | 2020 |  | n/a
Xcel Energy | 85 | 13781 | IOU | 4111777 | 7.616 | Solar |  |  | Active Application | Protected Data | Protected Data |  |  | Commercial | Solar* Rewards | 2020 |  | n/a
Xcel Energy | 85 | 13781 | IOU | 4111808 | 6 | Solar |  |  | Active Application | Protected Data | Protected Data |  |  | Residential | Solar* Rewards | 2020 |  | n/a
Xcel Energy | 85 | 13781 | IOU | 4112325 | 1000 | Solar |  |  | Active Application | Protected Data | Protected Data | SDX | SDX311 | Community Solar Garden | Solar* Rewards Community | 2020 |  | n/a
Xcel Energy | 85 | 13781 | IOU | 4112391 | 1000 | Solar |  |  | Active Application | Protected Data | Protected Data | AFT | AFT322 | Community Solar Garden | Solar* Rewards Community | 2020 |  | n/a
Xcel Energy | 85 | 13781 | IOU | 4112404 | 1000 | Solar |  |  | Active Application | Protected Data | Protected Data | MND | MND063 | Community Solar Garden | Solar* Rewards Community | 2020 |  | n/a
Xcel Energy | 85 | 13781 | IOU | 4112472 | 5.8 | Solar |  |  | Active Application | Protected Data | Protected Data |  |  | Residential | Solar* Rewards | 2020 |  | n/a
Xcel Energy | 85 | 13781 | IOU | 4113874 | 7.616 | Solar |  |  | Active Application | Protected Data | Protected Data |  |  | Residential | Solar* Rewards | 2020 |  | n/a
Xcel Energy | 85 | 13781 | IOU | 4113932 | 7.616 | Solar |  |  | Active Application | Protected Data | Protected Data |  |  | Residential | Solar* Rewards | 2020 |  | n/a
Xcel Energy | 85 | 13781 | IOU | 4114058 | 5 | Solar |  |  | Active Application | Protected Data | Protected Data |  |  | Residential | Solar* Rewards | 2020 |  | n/a
Xcel Energy | 85 | 13781 | IOU | 4116024 | 15.232 | Solar |  |  | Active Application | Protected Data | Protected Data |  |  | Residential | Solar* Rewards | 2020 |  | n/a
Xcel Energy | 85 | 13781 | IOU | 4116342 | 6.05 | Solar |  |  | Active Application | Protected Data | Protected Data |  |  | Residential | Solar* Rewards | 2020 |  | n/a
Xcel Energy | 85 | 13781 | IOU | 4116414 | 1.92 | Solar |  |  | Active Application | Protected Data | Protected Data |  |  | Residential | Solar* Rewards | 2020 |  | n/a
Xcel Energy | 85 | 13781 | IOU | 4116429 | 1.92 | Solar |  |  | Active Application | Protected Data | Protected Data |  |  | Residential | Solar* Rewards | 2020 |  | n/a
Xcel Energy | 85 | 13781 | IOU | 4116711 | 4.4 | Solar |  |  | Active Application | Protected Data | Protected Data |  |  | Residential | Solar* Rewards | 2020 |  | n/a
Xcel Energy | 85 | 13781 | IOU | 4116775 | 0 | Solar |  |  | Active Application | Protected Data | Protected Data |  |  | Residential | Solar* Rewards | 2020 |  | n/a
Xcel Energy | 85 | 13781 | IOU | 4117009 | 9.994 | Solar |  |  | Active Application | Protected Data | Protected Data |  |  | Residential | Solar* Rewards | 2020 |  | n/a
Xcel Energy | 85 | 13781 | IOU | 4117260 | 3.747 | Solar |  |  | Active Application | Protected Data | Protected Data |  |  | Residential | Solar* Rewards | 2020 |  | n/a
Xcel Energy | 85 | 13781 | IOU | 4117407 | 7.616 | Solar |  |  | Active Application | Protected Data | Protected Data |  |  | Residential | Solar* Rewards | 2020 |  | n/a
Xcel Energy | 85 | 13781 | IOU | 4117436 | 7.616 | Solar |  |  | Active Application | Protected Data | Protected Data |  |  | Residential | Solar* Rewards | 2020 |  | n/a
Xcel Energy | 85 | 13781 | IOU | 4117585 | 5 | Solar |  |  | Active Application | Protected Data | Protected Data |  |  | Residential | Solar* Rewards | 2020 |  | n/a
Xcel Energy | 85 | 13781 | IOU | 4117595 | 7.616 | Solar |  |  | Active Application | Protected Data | Protected Data |  |  | Residential | Solar* Rewards | 2020 |  | n/a
Xcel Energy | 85 | 13781 | IOU | 4117823 | 38.02 | Solar |  |  | Active Application | Protected Data | Protected Data |  |  | Commercial | Solar* Rewards | 2020 |  | n/a
Xcel Energy | 85 | 13781 | IOU | 4117916 | 0 | Solar |  |  | Active Application | Protected Data | Protected Data |  |  | Residential | Solar* Rewards | 2020 |  | n/a
Xcel Energy | 85 | 13781 | IOU | 4118505 | 9.57 | Solar |  |  | Active Application | Protected Data | Protected Data |  |  | Residential | Solar* Rewards | 2020 |  | n/a
Xcel Energy | 85 | 13781 | IOU | 4119284 | 0 | Solar |  |  | Active Application | Protected Data | Protected Data |  |  | Residential | Solar* Rewards | 2020 |  | n/a
Xcel Energy | 85 | 13781 | IOU | 4119604 | 6 | Solar |  |  | Active Application | Protected Data | Protected Data |  |  | Residential | Solar* Rewards | 2020 |  | n/a
Xcel Energy | 85 | 13781 | IOU | 4119924 | 9.994 | Solar |  |  | Active Application | Protected Data | Protected Data |  |  | Residential | Solar* Rewards | 2020 |  | n/a
Xcel Energy | 85 | 13781 | IOU | 4119972 | 5 | Solar |  |  | Active Application | Protected Data | Protected Data |  |  | Residential | Solar* Rewards | 2020 |  | n/a
Xcel Energy | 85 | 13781 | IOU | 4119999 | 7.616 | Solar |  |  | Active Application | Protected Data | Protected Data |  |  | Residential | Solar* Rewards | 2020 |  | n/a
Xcel Energy | 85 | 13781 | IOU | 4120046 | 7.494 | Solar |  |  | Active Application | Protected Data | Protected Data |  |  | Residential | Solar* Rewards | 2020 |  | n/a
Xcel Energy | 85 | 13781 | IOU | 4120297 | 6.38 | Solar |  |  | Active Application | Protected Data | Protected Data |  |  | Residential | Solar* Rewards | 2020 |  | n/a
Xcel Energy | 85 | 13781 | IOU | 4120336 | 7.616 | Solar |  |  | Active Application | Protected Data | Protected Data |  |  | Residential | Solar* Rewards | 2020 |  | n/a
Xcel Energy | 85 | 13781 | IOU | 4120698 | 7.616 | Solar |  |  | Active Application | Protected Data | Protected Data |  |  | Residential | Solar* Rewards | 2020 |  | n/a
Xcel Energy | 85 | 13781 | IOU | 4120727 | 7.616 | Solar |  |  | Active Application | Protected Data | Protected Data |  |  | Residential | Solar* Rewards | 2020 |  | n/a
Xcel Energy | 85 | 13781 | IOU | 4120775 | 3.747 | Solar |  |  | Active Application | Protected Data | Protected Data |  |  | Residential | Solar* Rewards | 2020 |  | n/a
Xcel Energy | 85 | 13781 | IOU | 4120832 | 5.8 | Solar |  |  | Active Application | Protected Data | Protected Data |  |  | Residential | Solar* Rewards | 2020 |  | n/a
Xcel Energy | 85 | 13781 | IOU | 4121511 | 3.48 | Solar |  |  | Active Application | Protected Data | Protected Data |  |  | Residential | Solar* Rewards | 2020 |  | n/a
Xcel Energy | 85 | 13781 | IOU | 4121566 | 11.02 | Solar |  |  | Active Application | Protected Data | Protected Data |  |  | Residential | Solar* Rewards | 2020 |  | n/a
Xcel Energy | 85 | 13781 | IOU | 4122510 | 0 | Solar |  |  | Active Application | Protected Data | Protected Data |  |  | Residential | Solar* Rewards | 2020 |  | n/a
Xcel Energy | 85 | 13781 | IOU | 4123140 | 7.616 | Solar |  |  | Active Application | Protected Data | Protected Data |  |  | Residential | Solar* Rewards | 2020 |  | n/a
Xcel Energy | 85 | 13781 | IOU | 4123147 | 2.61 | Solar |  |  | Active Application | Protected Data | Protected Data |  |  | Residential | Solar* Rewards | 2020 |  | n/a
Xcel Energy | 85 | 13781 | IOU | 4123192 | 7.616 | Solar |  |  | Active Application | Protected Data | Protected Data |  |  | Residential | Solar* Rewards | 2020 |  | n/a
Xcel Energy | 85 | 13781 | IOU | 4123251 | 5.584 | Solar |  |  | Active Application | Protected Data | Protected Data |  |  | Residential | Solar* Rewards | 2020 |  | n/a
Xcel Energy | 85 | 13781 | IOU | 4123357 | 0 | Solar |  |  | Active Application | Protected Data | Protected Data |  |  | Residential | Solar* Rewards | 2020 |  | n/a
Xcel Energy | 85 | 13781 | IOU | 4123358 | 2.32 | Solar |  |  | Active Application | Protected Data | Protected Data |  |  | Residential | Solar* Rewards | 2020 |  | n/a
Xcel Energy | 85 | 13781 | IOU | 4123646 | 7.25 | Solar |  |  | Active Application | Protected Data | Protected Data |  |  | Residential | Solar* Rewards | 2020 |  | n/a
Xcel Energy | 85 | 13781 | IOU | 4123958 | 0 | Solar |  |  | Active Application | Protected Data | Protected Data |  |  | Residential | Solar* Rewards | 2020 |  | n/a
Xcel Energy | 85 | 13781 | IOU | 4123973 | 1000 | Solar |  |  | Active Application | Protected Data | Protected Data | KAN | KAN031 | Community Solar Garden | Solar* Rewards Community | 2020 |  | n/a
Xcel Energy | 85 | 13781 | IOU | 4124023 | 1000 | Solar |  |  | Active Application | Protected Data | Protected Data | WAS | WAS092 | Community Solar Garden | Solar* Rewards Community | 2020 |  | n/a
Xcel Energy | 85 | 13781 | IOU | 4124056 | 1000 | Solar |  |  | Active Application | Protected Data | Protected Data | MAZ | MAZ021 | Community Solar Garden | Solar* Rewards Community | 2020 |  | n/a
Xcel Energy | 85 | 13781 | IOU | 4124077 | 1000 | Solar |  |  | Active Application | Protected Data | Protected Data | KAN | KAN031 | Community Solar Garden | Solar* Rewards Community | 2020 |  | n/a
Xcel Energy | 85 | 13781 | IOU | 4124406 | 1000 | Solar |  |  | Active Application | Protected Data | Protected Data | NOF | NOF071 | Community Solar Garden | Solar* Rewards Community | 2020 |  | n/a
Xcel Energy | 85 | 13781 | IOU | 4124468 | 0 | Solar |  |  | Active Application | Protected Data | Protected Data |  |  | Residential | Solar* Rewards | 2020 |  | n/a
Xcel Energy | 85 | 13781 | IOU | 4124654 | 0 | Solar |  |  | Active Application | Protected Data | Protected Data |  |  | Commercial | Solar* Rewards | 2020 |  | n/a
Xcel Energy | 85 | 13781 | IOU | 4124965 | 0 | Solar |  |  | Active Application | Protected Data | Protected Data |  |  | Residential | Solar* Rewards | 2020 |  | n/a
Xcel Energy | 85 | 13781 | IOU | 4125054 | 3.747 | Solar |  |  | Active Application | Protected Data | Protected Data |  |  | Residential | Solar* Rewards | 2020 |  | n/a
Xcel Energy | 85 | 13781 | IOU | 4125195 | 9.994 | Solar |  |  | Active Application | Protected Data | Protected Data |  |  | Residential | Solar* Rewards | 2020 |  | n/a
Xcel Energy | 85 | 13781 | IOU | 4125214 | 7.616 | Solar |  |  | Active Application | Protected Data | Protected Data |  |  | Residential | Solar* Rewards | 2020 |  | n/a
Xcel Energy | 85 | 13781 | IOU | 4125273 | 5 | Solar |  |  | Active Application | Protected Data | Protected Data |  |  | Residential | Solar* Rewards | 2020 |  | n/a
Xcel Energy | 85 | 13781 | IOU | 4125644 | 5 | Solar |  |  | Active Application | Protected Data | Protected Data |  |  | Residential | Solar* Rewards | 2020 |  | n/a
Xcel Energy | 85 | 13781 | IOU | 4126566 | 13.5 | Solar |  |  | Active Application | Protected Data | Protected Data |  |  | Commercial | Solar* Rewards | 2020 |  | n/a
Xcel Energy | 85 | 13781 | IOU | 4127161 | 19.006 | Solar |  |  | Active Application | Protected Data | Protected Data |  |  | Residential | Solar* Rewards | 2020 |  | n/a
Xcel Energy | 85 | 13781 | IOU | 4127634 | 9.86 | Solar |  |  | Active Application | Protected Data | Protected Data |  |  | Residential | Solar* Rewards | 2020 |  | n/a
Xcel Energy | 85 | 13781 | IOU | 4127675 | 5 | Solar |  |  | Active Application | Protected Data | Protected Data |  |  | Residential | Solar* Rewards | 2020 |  | n/a
Xcel Energy | 85 | 13781 | IOU | 4127814 | 14.994 | Solar |  |  | Active Application | Protected Data | Protected Data |  |  | Residential | Solar* Rewards | 2020 |  | n/a
Xcel Energy | 85 | 13781 | IOU | 4127846 | 9.747 | Solar |  |  | Active Application | Protected Data | Protected Data |  |  | Residential | Solar* Rewards | 2020 |  | n/a
Xcel Energy | 85 | 13781 | IOU | 4127867 | 5 | Solar |  |  | Active Application | Protected Data | Protected Data |  |  | Residential | Solar* Rewards | 2020 |  | n/a
Xcel Energy | 85 | 13781 | IOU | 4128236 | 8.25 | Solar |  |  | Active Application | Protected Data | Protected Data |  |  | Residential | Solar* Rewards | 2020 |  | n/a
Xcel Energy | 85 | 13781 | IOU | 4128590 | 6.67 | Solar |  |  | Active Application | Protected Data | Protected Data |  |  | Residential | Solar* Rewards | 2020 |  | n/a
Xcel Energy | 85 | 13781 | IOU | 4128812 | 6 | Solar |  |  | Active Application | Protected Data | Protected Data |  |  | Residential | Solar* Rewards | 2020 |  | n/a
Xcel Energy | 85 | 13781 | IOU | 4129370 | 3.48 | Solar |  |  | Active Application | Protected Data | Protected Data |  |  | Residential | Solar* Rewards | 2020 |  | n/a
Xcel Energy | 85 | 13781 | IOU | 4129386 | 7.44 | Solar |  |  | Active Application | Protected Data | Protected Data |  |  | Residential | Solar* Rewards | 2020 |  | n/a
Xcel Energy | 85 | 13781 | IOU | 4129884 | 4.06 | Solar |  |  | Active Application | Protected Data | Protected Data |  |  | Residential | Solar* Rewards | 2020 |  | n/a
Xcel Energy | 85 | 13781 | IOU | 4130496 | 0 | Solar |  |  | Active Application | Protected Data | Protected Data |  |  | Residential | Solar* Rewards | 2020 |  | n/a
Xcel Energy | 85 | 13781 | IOU | 4130628 | 9.994 | Solar |  |  | Active Application | Protected Data | Protected Data |  |  | Residential | Solar* Rewards | 2020 |  | n/a
Xcel Energy | 85 | 13781 | IOU | 4131820 | 2.962 | Solar |  |  | Active Application | Protected Data | Protected Data |  |  | Residential | Solar* Rewards | 2020 |  | n/a
Xcel Energy | 85 | 13781 | IOU | 4131957 | 1000 | Solar |  |  | Active Application | Protected Data | Protected Data | STW | STW021 | Community Solar Garden | Solar* Rewards Community | 2020 |  | n/a
Xcel Energy | 85 | 13781 | IOU | 4132365 | 5.8 | Solar |  |  | Active Application | Protected Data | Protected Data |  |  | Residential | Solar* Rewards | 2020 |  | n/a
Xcel Energy | 85 | 13781 | IOU | 4132409 | 1000 | Solar |  |  | Active Application | Protected Data | Protected Data | DAS | DAS061 | Community Solar Garden | Solar* Rewards Community | 2020 |  | n/a
Xcel Energy | 85 | 13781 | IOU | 4132841 | 39.998 | Solar |  |  | Active Application | Protected Data | Protected Data |  |  | Commercial | Solar* Rewards | 2020 |  | n/a
Xcel Energy | 85 | 13781 | IOU | 4132984 | 19.999 | Solar |  |  | Active Application | Protected Data | Protected Data |  |  | Commercial | Solar* Rewards | 2020 |  | n/a
Xcel Energy | 85 | 13781 | IOU | 4133611 | 7.616 | Solar |  |  | Active Application | Protected Data | Protected Data |  |  | Residential | Solar* Rewards | 2020 |  | n/a
Xcel Energy | 85 | 13781 | IOU | 4133632 | 9.994 | Solar |  |  | Active Application | Protected Data | Protected Data |  |  | Residential | Solar* Rewards | 2020 |  | n/a
Xcel Energy | 85 | 13781 | IOU | 4133741 | 2.9 | Solar |  |  | Active Application | Protected Data | Protected Data |  |  | Residential | Solar* Rewards | 2020 |  | n/a
Xcel Energy | 85 | 13781 | IOU | 4133772 | 2.9 | Solar |  |  | Active Application | Protected Data | Protected Data |  |  | Residential | Solar* Rewards | 2020 |  | n/a
Xcel Energy | 85 | 13781 | IOU | 4133820 | 5.51 | Solar |  |  | Active Application | Protected Data | Protected Data |  |  | Residential | Solar* Rewards | 2020 |  | n/a
Xcel Energy | 85 | 13781 | IOU | 4134793 | 9.994 | Solar |  |  | Active Application | Protected Data | Protected Data |  |  | Residential | Solar* Rewards | 2020 |  | n/a
Xcel Energy | 85 | 13781 | IOU | 4134903 | 11.39 | Solar |  |  | Active Application | Protected Data | Protected Data |  |  | Residential | Solar* Rewards | 2020 |  | n/a
Xcel Energy | 85 | 13781 | IOU | 4135299 | 3.85 | Solar |  |  | Active Application | Protected Data | Protected Data |  |  | Residential | Solar* Rewards | 2020 |  | n/a
Xcel Energy | 85 | 13781 | IOU | 4135471 | 9.994 | Solar |  |  | Active Application | Protected Data | Protected Data |  |  | Residential | Solar* Rewards | 2020 |  | n/a
Xcel Energy | 85 | 13781 | IOU | 4135482 | 19.995 | Solar |  |  | Active Application | Protected Data | Protected Data |  |  | Residential | Solar* Rewards | 2020 |  | n/a
Xcel Energy | 85 | 13781 | IOU | 4135493 | 2.962 | Solar |  |  | Active Application | Protected Data | Protected Data |  |  | Residential | Solar* Rewards | 2020 |  | n/a
Xcel Energy | 85 | 13781 | IOU | 4135551 | 11.39 | Solar |  |  | Active Application | Protected Data | Protected Data |  |  | Residential | Solar* Rewards | 2020 |  | n/a
Xcel Energy | 85 | 13781 | IOU | 4135831 | 9.994 | Solar |  |  | Active Application | Protected Data | Protected Data |  |  | Residential | Solar* Rewards | 2020 |  | n/a
Xcel Energy | 85 | 13781 | IOU | 4135861 | 0 | Solar |  |  | Active Application | Protected Data | Protected Data |  |  | Commercial | Solar* Rewards | 2020 |  | n/a
Xcel Energy | 85 | 13781 | IOU | 4135991 | 11.39 | Solar |  |  | Active Application | Protected Data | Protected Data |  |  | Residential | Solar* Rewards | 2020 |  | n/a
Xcel Energy | 85 | 13781 | IOU | 4136033 | 7.616 | Solar |  |  | Active Application | Protected Data | Protected Data |  |  | Residential | Solar* Rewards | 2020 |  | n/a
Xcel Energy | 85 | 13781 | IOU | 4136093 | 14.21 | Solar |  |  | Active Application | Protected Data | Protected Data |  |  | Residential | Solar* Rewards | 2020 |  | n/a
Xcel Energy | 85 | 13781 | IOU | 4136135 | 3 | Solar |  |  | Active Application | Protected Data | Protected Data |  |  | Residential | Solar* Rewards | 2020 |  | n/a
Xcel Energy | 85 | 13781 | IOU | 4136243 | 30 | Solar |  |  | Active Application | Protected Data | Protected Data |  |  | Commercial | Solar* Rewards | 2020 |  | n/a
Xcel Energy | 85 | 13781 | IOU | 4136865 | 9.86 | Solar |  |  | Active Application | Protected Data | Protected Data |  |  | Residential | Solar* Rewards | 2020 |  | n/a
Xcel Energy | 85 | 13781 | IOU | 4137161 | 7.15 | Solar |  |  | Active Application | Protected Data | Protected Data |  |  | Residential | Solar* Rewards | 2020 |  | n/a
Xcel Energy | 85 | 13781 | IOU | 4137384 | 21.384 | Solar |  |  | Active Application | Protected Data | Protected Data |  |  | Residential | Solar* Rewards | 2020 |  | n/a
Xcel Energy | 85 | 13781 | IOU | 4137436 | 43.2 | Solar |  |  | Active Application | Protected Data | Protected Data |  |  | Commercial | Solar* Rewards | 2020 |  | n/a
Xcel Energy | 85 | 13781 | IOU | 4137536 | 7.6 | Solar |  |  | Active Application | Protected Data | Protected Data |  |  | Residential | Solar* Rewards | 2020 |  | n/a
Xcel Energy | 85 | 13781 | IOU | 4137578 | 9.994 | Solar |  |  | Active Application | Protected Data | Protected Data |  |  | Residential | Solar* Rewards | 2020 |  | n/a
Xcel Energy | 85 | 13781 | IOU | 4138176 | 3.747 | Solar |  |  | Active Application | Protected Data | Protected Data |  |  | Residential | Solar* Rewards | 2020 |  | n/a
Xcel Energy | 85 | 13781 | IOU | 4138378 | 0 | Solar |  |  | Active Application | Protected Data | Protected Data |  |  | Residential | Solar* Rewards | 2020 |  | n/a
Xcel Energy | 85 | 13781 | IOU | 4138486 | 9.994 | Solar |  |  | Active Application | Protected Data | Protected Data |  |  | Commercial | Solar* Rewards | 2020 |  | n/a
Xcel Energy | 85 | 13781 | IOU | 4138531 | 9.995 | Solar |  |  | Active Application | Protected Data | Protected Data |  |  | Commercial | Solar* Rewards | 2020 |  | n/a
Xcel Energy | 85 | 13781 | IOU | 4138563 | 57.6 | Solar |  |  | Active Application | Protected Data | Protected Data |  |  | Commercial | Solar* Rewards | 2020 |  | n/a
Xcel Energy | 85 | 13781 | IOU | 4138586 | 12.5 | Solar |  |  | Active Application | Protected Data | Protected Data |  |  | Commercial | Solar* Rewards | 2020 |  | n/a
Xcel Energy | 85 | 13781 | IOU | 4138647 | 6.05 | Solar |  |  | Active Application | Protected Data | Protected Data |  |  | Residential | Solar* Rewards | 2020 |  | n/a
Xcel Energy | 85 | 13781 | IOU | 4138798 | 39.99 | Solar |  |  | Active Application | Protected Data | Protected Data |  |  | Commercial | Solar* Rewards | 2020 |  | n/a
Xcel Energy | 85 | 13781 | IOU | 4139454 | 12.48 | Solar |  |  | Active Application | Protected Data | Protected Data |  |  | Residential | Solar* Rewards | 2020 |  | n/a
Xcel Energy | 85 | 13781 | IOU | 4139542 | 7.616 | Solar |  |  | Active Application | Protected Data | Protected Data |  |  | Residential | Solar* Rewards | 2020 |  | n/a
Xcel Energy | 85 | 13781 | IOU | 4140316 | 39.72 | Solar |  |  | Active Application | Protected Data | Protected Data |  |  | Commercial | Solar* Rewards | 2020 |  | n/a
Xcel Energy | 85 | 13781 | IOU | 4140413 | 0 | Solar |  |  | Active Application | Protected Data | Protected Data |  |  | Residential | Solar* Rewards | 2020 |  | n/a
Xcel Energy | 85 | 13781 | IOU | 4140549 | 12.5 | Solar |  |  | Active Application | Protected Data | Protected Data |  |  | Residential | Solar* Rewards | 2020 |  | n/a
Xcel Energy | 85 | 13781 | IOU | 4140583 | 7.616 | Solar |  |  | Active Application | Protected Data | Protected Data |  |  | Residential | Solar* Rewards | 2020 |  | n/a
Xcel Energy | 85 | 13781 | IOU | 4140646 | 79.996 | Solar |  |  | Active Application | Protected Data | Protected Data |  |  | Commercial | Solar* Rewards | 2020 |  | n/a
Xcel Energy | 85 | 13781 | IOU | 4140700 | 4.4 | Solar |  |  | Active Application | Protected Data | Protected Data |  |  | Residential | Solar* Rewards | 2020 |  | n/a
Xcel Energy | 85 | 13781 | IOU | 4140795 | 4.4 | Solar |  |  | Active Application | Protected Data | Protected Data |  |  | Residential | Solar* Rewards | 2020 |  | n/a
Xcel Energy | 85 | 13781 | IOU | 4140882 | 7.15 | Solar |  |  | Active Application | Protected Data | Protected Data |  |  | Residential | Solar* Rewards | 2020 |  | n/a
Xcel Energy | 85 | 13781 | IOU | 4140893 | 8.25 | Solar |  |  | Active Application | Protected Data | Protected Data |  |  | Residential | Solar* Rewards | 2020 |  | n/a
Xcel Energy | 85 | 13781 | IOU | 4141064 | 6 | Solar |  |  | Active Application | Protected Data | Protected Data |  |  | Residential | Solar* Rewards | 2020 |  | n/a
Xcel Energy | 85 | 13781 | IOU | 4141133 | 7.625 | Solar |  |  | Active Application | Protected Data | Protected Data |  |  | Residential | Solar* Rewards | 2020 |  | n/a
Xcel Energy | 85 | 13781 | IOU | 4141213 | 7.625 | Solar |  |  | Active Application | Protected Data | Protected Data |  |  | Residential | Solar* Rewards | 2020 |  | n/a
Xcel Energy | 85 | 13781 | IOU | 4141324 | 3.48 | Solar |  |  | Active Application | Protected Data | Protected Data |  |  | Residential | Solar* Rewards | 2020 |  | n/a
Xcel Energy | 85 | 13781 | IOU | 4141346 | 15.232 | Solar |  |  | Active Application | Protected Data | Protected Data |  |  | Residential | Solar* Rewards | 2020 |  | n/a
Xcel Energy | 85 | 13781 | IOU | 4141363 | 7.616 | Solar |  |  | Active Application | Protected Data | Protected Data |  |  | Residential | Solar* Rewards | 2020 |  | n/a
Xcel Energy | 85 | 13781 | IOU | 4141391 | 3.747 | Solar |  |  | Active Application | Protected Data | Protected Data |  |  | Residential | Solar* Rewards | 2020 |  | n/a
Xcel Energy | 85 | 13781 | IOU | 4141428 | 3.19 | Solar |  |  | Active Application | Protected Data | Protected Data |  |  | Residential | Solar* Rewards | 2020 |  | n/a
Xcel Energy | 85 | 13781 | IOU | 4141484 | 5 | Solar |  |  | Active Application | Protected Data | Protected Data |  |  | Residential | Solar* Rewards | 2020 |  | n/a
Xcel Energy | 85 | 13781 | IOU | 4141545 | 5.22 | Solar |  |  | Active Application | Protected Data | Protected Data |  |  | Residential | Solar* Rewards | 2020 |  | n/a
Xcel Energy | 85 | 13781 | IOU | 4141915 | 39.976 | Solar |  |  | Active Application | Protected Data | Protected Data |  |  | Commercial | Solar* Rewards | 2020 |  | n/a
Xcel Energy | 85 | 13781 | IOU | 4141919 | 4.64 | Solar |  |  | Active Application | Protected Data | Protected Data |  |  | Residential | Solar* Rewards | 2020 |  | n/a
Xcel Energy | 85 | 13781 | IOU | 4141996 | 1000 | Solar |  |  | Active Application | Protected Data | Protected Data | HUG | HUG321 | Community Solar Garden | Solar* Rewards Community | 2020 |  | n/a
Xcel Energy | 85 | 13781 | IOU | 4142009 | 1000 | Solar |  |  | Active Application | Protected Data | Protected Data | NER | NER021 | Community Solar Garden | Solar* Rewards Community | 2020 |  | n/a
Xcel Energy | 85 | 13781 | IOU | 4142018 | 1000 | Solar |  |  | Active Application | Protected Data | Protected Data | MTR | MTR021 | Community Solar Garden | Solar* Rewards Community | 2020 |  | n/a
Xcel Energy | 85 | 13781 | IOU | 4142020 | 1000 | Solar |  |  | Active Application | Protected Data | Protected Data | HUG | HUG321 | Community Solar Garden | Solar* Rewards Community | 2020 |  | n/a
Xcel Energy | 85 | 13781 | IOU | 4142034 | 1000 | Solar |  |  | Active Application | Protected Data | Protected Data | KEN | KEN021 | Community Solar Garden | Solar* Rewards Community | 2020 |  | n/a
Xcel Energy | 85 | 13781 | IOU | 4142042 | 1000 | Solar |  |  | Active Application | Protected Data | Protected Data | ZUM | ZUM022 | Community Solar Garden | Solar* Rewards Community | 2020 |  | n/a
Xcel Energy | 85 | 13781 | IOU | 4142226 | 12.1 | Solar |  |  | Active Application | Protected Data | Protected Data |  |  | Residential | Solar* Rewards | 2020 |  | n/a
Xcel Energy | 85 | 13781 | IOU | 4142361 | 6 | Solar |  |  | Active Application | Protected Data | Protected Data |  |  | Residential | Solar* Rewards | 2020 |  | n/a
Xcel Energy | 85 | 13781 | IOU | 4142579 | 4.95 | Solar |  |  | Active Application | Protected Data | Protected Data |  |  | Residential | Solar* Rewards | 2020 |  | n/a
Xcel Energy | 85 | 13781 | IOU | 4142866 | 15.25 | Solar |  |  | Active Application | Protected Data | Protected Data |  |  | Residential | Solar* Rewards | 2020 |  | n/a
Xcel Energy | 85 | 13781 | IOU | 4142877 | 1000 | Solar |  |  | Active Application | Protected Data | Protected Data | KIM | KIM021 | Community Solar Garden | Solar* Rewards Community | 2020 |  | n/a
Xcel Energy | 85 | 13781 | IOU | 4143217 | 4.93 | Solar |  |  | Active Application | Protected Data | Protected Data |  |  | Residential | Solar* Rewards | 2020 |  | n/a
Xcel Energy | 85 | 13781 | IOU | 4143411 | 7.83 | Solar |  |  | Active Application | Protected Data | Protected Data |  |  | Residential | Solar* Rewards | 2020 |  | n/a
Xcel Energy | 85 | 13781 | IOU | 4143414 | 6.93 | Solar |  |  | Active Application | Protected Data | Protected Data |  |  | Residential | Solar* Rewards | 2020 |  | n/a
Xcel Energy | 85 | 13781 | IOU | 4143638 | 6 | Solar |  |  | Active Application | Protected Data | Protected Data |  |  | Residential | Solar* Rewards | 2020 |  | n/a
Xcel Energy | 85 | 13781 | IOU | 4143672 | 7.616 | Solar |  |  | Active Application | Protected Data | Protected Data |  |  | Residential | Solar* Rewards | 2020 |  | n/a
Xcel Energy | 85 | 13781 | IOU | 4144078 | 7.44 | Solar |  |  | Active Application | Protected Data | Protected Data |  |  | Residential | Solar* Rewards | 2020 |  | n/a
Xcel Energy | 85 | 13781 | IOU | 4144192 | 9.36 | Solar |  |  | Active Application | Protected Data | Protected Data |  |  | Residential | Solar* Rewards | 2020 |  | n/a
Xcel Energy | 85 | 13781 | IOU | 4145116 | 5.5 | Solar |  |  | Active Application | Protected Data | Protected Data |  |  | Residential | Solar* Rewards | 2020 |  | n/a
Xcel Energy | 85 | 13781 | IOU | 4145172 | 1000 | Solar |  |  | Active Application | Protected Data | Protected Data | AFT | AFT322 | Community Solar Garden | Solar* Rewards Community | 2020 |  | n/a
Xcel Energy | 85 | 13781 | IOU | 4145551 | 5.22 | Solar |  |  | Active Application | Protected Data | Protected Data |  |  | Residential | Solar* Rewards | 2020 |  | n/a
Xcel Energy | 85 | 13781 | IOU | 4145860 | 1000 | Solar |  |  | Active Application | Protected Data | Protected Data | HUG | HUG321 | Community Solar Garden | Solar* Rewards Community | 2020 |  | n/a
Xcel Energy | 85 | 13781 | IOU | 4146281 | 23.51 | Solar |  |  | Active Application | Protected Data | Protected Data |  |  | Commercial | Solar* Rewards | 2020 |  | n/a
Xcel Energy | 85 | 13781 | IOU | 4146602 | 4.06 | Solar |  |  | Active Application | Protected Data | Protected Data |  |  | Residential | Solar* Rewards | 2020 |  | n/a
Xcel Energy | 85 | 13781 | IOU | 4146642 | 3.48 | Solar |  |  | Active Application | Protected Data | Protected Data |  |  | Residential | Solar* Rewards | 2020 |  | n/a
Xcel Energy | 85 | 13781 | IOU | 4146752 | 9.28 | Solar |  |  | Active Application | Protected Data | Protected Data |  |  | Residential | Solar* Rewards | 2020 |  | n/a
Xcel Energy | 85 | 13781 | IOU | 4146863 | 3.77 | Solar |  |  | Active Application | Protected Data | Protected Data |  |  | Residential | Solar* Rewards | 2020 |  | n/a
Xcel Energy | 85 | 13781 | IOU | 4146956 | 7.616 | Solar |  |  | Active Application | Protected Data | Protected Data |  |  | Residential | Solar* Rewards | 2020 |  | n/a
Xcel Energy | 85 | 13781 | IOU | 4147019 | 10.47 | Solar |  |  | Active Application | Protected Data | Protected Data |  |  | Residential | Solar* Rewards | 2020 |  | n/a
Xcel Energy | 85 | 13781 | IOU | 4147080 | 1000 | Solar |  |  | Active Application | Protected Data | Protected Data | ZUM | ZUM022 | Community Solar Garden | Solar* Rewards Community | 2020 |  | n/a
Xcel Energy | 85 | 13781 | IOU | 4147177 | 3.85 | Solar |  |  | Active Application | Protected Data | Protected Data |  |  | Residential | Solar* Rewards | 2020 |  | n/a
Xcel Energy | 85 | 13781 | IOU | 4147249 | 324 | Solar |  |  | Active Application | Protected Data | Protected Data |  |  | Community Solar Garden | Solar* Rewards Community | 2020 |  | n/a
Xcel Energy | 85 | 13781 | IOU | 4147282 | 1000 | Solar |  |  | Active Application | Protected Data | Protected Data | MHW | MHW311 | Community Solar Garden | Solar* Rewards Community | 2020 |  | n/a
Xcel Energy | 85 | 13781 | IOU | 4147353 | 1000 | Solar |  |  | Active Application | Protected Data | Protected Data | HUG | HUG321 | Community Solar Garden | Solar* Rewards Community | 2020 |  | n/a
Xcel Energy | 85 | 13781 | IOU | 4147600 | 324 | Solar |  |  | Active Application | Protected Data | Protected Data |  |  | Community Solar Garden | Solar* Rewards Community | 2020 |  | n/a
Xcel Energy | 85 | 13781 | IOU | 4147803 | 1000 | Solar |  |  | Active Application | Protected Data | Protected Data | HUG | HUG321 | Community Solar Garden | Solar* Rewards Community | 2020 |  | n/a
Xcel Energy | 85 | 13781 | IOU | 4148913 | 3.48 | Solar |  |  | Active Application | Protected Data | Protected Data |  |  | Residential | Solar* Rewards | 2020 |  | n/a
Xcel Energy | 85 | 13781 | IOU | 4149055 | 12.5 | Solar |  |  | Active Application | Protected Data | Protected Data |  |  | Commercial | Solar* Rewards | 2020 |  | n/a
Xcel Energy | 85 | 13781 | IOU | 4149328 | 6 | Solar |  |  | Active Application | Protected Data | Protected Data |  |  | Residential | Solar* Rewards | 2020 |  | n/a
Xcel Energy | 85 | 13781 | IOU | 4149462 | 4.64 | Solar |  |  | Active Application | Protected Data | Protected Data |  |  | Residential | Solar* Rewards | 2020 |  | n/a
Xcel Energy | 85 | 13781 | IOU | 4149636 | 2.32 | Solar |  |  | Active Application | Protected Data | Protected Data |  |  | Residential | Solar* Rewards | 2020 |  | n/a
Xcel Energy | 85 | 13781 | IOU | 4149746 | 7.54 | Solar |  |  | Active Application | Protected Data | Protected Data |  |  | Residential | Solar* Rewards | 2020 |  | n/a
Xcel Energy | 85 | 13781 | IOU | 4149755 | 9.994 | Solar |  |  | Active Application | Protected Data | Protected Data |  |  | Residential | Solar* Rewards | 2020 |  | n/a
Xcel Energy | 85 | 13781 | IOU | 4149802 | 7.616 | Solar |  |  | Active Application | Protected Data | Protected Data |  |  | Residential | Solar* Rewards | 2020 |  | n/a
Xcel Energy | 85 | 13781 | IOU | 4150271 | 5.76 | Solar |  |  | Active Application | Protected Data | Protected Data |  |  | Residential | Solar* Rewards | 2020 |  | n/a
Xcel Energy | 85 | 13781 | IOU | 4151981 | 7.616 | Solar |  |  | Active Application | Protected Data | Protected Data |  |  | Residential | Solar* Rewards | 2020 |  | n/a
Xcel Energy | 85 | 13781 | IOU | 4152533 | 3.747 | Solar |  |  | Active Application | Protected Data | Protected Data |  |  | Residential | Solar* Rewards | 2020 |  | n/a
Xcel Energy | 85 | 13781 | IOU | 4152688 | 7.616 | Solar |  |  | Active Application | Protected Data | Protected Data |  |  | Residential | Solar* Rewards | 2020 |  | n/a
Xcel Energy | 85 | 13781 | IOU | 4152696 | 1.92 | Solar |  |  | Active Application | Protected Data | Protected Data |  |  | Residential | Solar* Rewards | 2020 |  | n/a
Xcel Energy | 85 | 13781 | IOU | 4152729 | 3.747 | Solar |  |  | Active Application | Protected Data | Protected Data |  |  | Residential | Solar* Rewards | 2020 |  | n/a
Xcel Energy | 85 | 13781 | IOU | 4152783 | 6 | Solar |  |  | Active Application | Protected Data | Protected Data |  |  | Residential | Solar* Rewards | 2020 |  | n/a
Xcel Energy | 85 | 13781 | IOU | 4152811 | 0 | Solar |  |  | Active Application | Protected Data | Protected Data |  |  | Residential | Solar* Rewards | 2020 |  | n/a
Xcel Energy | 85 | 13781 | IOU | 4152893 | 7.616 | Solar |  |  | Active Application | Protected Data | Protected Data |  |  | Residential | Solar* Rewards | 2020 |  | n/a
Xcel Energy | 85 | 13781 | IOU | 4152965 | 0 | Solar |  |  | Active Application | Protected Data | Protected Data |  |  | Residential | Solar* Rewards | 2020 |  | n/a
Xcel Energy | 85 | 13781 | IOU | 4153145 | 5.52 | Solar |  |  | Active Application | Protected Data | Protected Data |  |  | Residential | Solar* Rewards | 2020 |  | n/a
Xcel Energy | 85 | 13781 | IOU | 4155416 | 7.616 | Solar |  |  | Active Application | Protected Data | Protected Data |  |  | Residential | Solar* Rewards | 2020 |  | n/a
Xcel Energy | 85 | 13781 | IOU | 4155932 | 1000 | Solar |  |  | Active Application | Protected Data | Protected Data | MOL | MOL062 | Community Solar Garden | Solar* Rewards Community | 2020 |  | n/a
Xcel Energy | 85 | 13781 | IOU | 4156424 | 4.06 | Solar |  |  | Active Application | Protected Data | Protected Data |  |  | Residential | Solar* Rewards | 2020 |  | n/a
Xcel Energy | 85 | 13781 | IOU | 4156558 | 3.48 | Solar |  |  | Active Application | Protected Data | Protected Data |  |  | Residential | Solar* Rewards | 2020 |  | n/a
Xcel Energy | 85 | 13781 | IOU | 4156918 | 29 | Solar |  |  | Active Application | Protected Data | Protected Data |  |  | Commercial | Solar* Rewards | 2020 |  | n/a
Xcel Energy | 85 | 13781 | IOU | 4158717 | 8.99 | Solar |  |  | Active Application | Protected Data | Protected Data |  |  | Residential | Solar* Rewards | 2020 |  | n/a
Xcel Energy | 85 | 13781 | IOU | 4159201 | 7.616 | Solar |  |  | Active Application | Protected Data | Protected Data |  |  | Residential | Solar* Rewards | 2020 |  | n/a
Xcel Energy | 85 | 13781 | IOU | 4159340 | 0 | Solar |  |  | Active Application | Protected Data | Protected Data |  |  | Residential | Solar* Rewards | 2020 |  | n/a
Xcel Energy | 85 | 13781 | IOU | 4159362 | 900 | Solar |  |  | Active Application | Protected Data | Protected Data |  |  | Community Solar Garden | Solar* Rewards Community | 2020 |  | n/a
Xcel Energy | 85 | 13781 | IOU | 4159370 | 0 | Solar |  |  | Active Application | Protected Data | Protected Data |  |  | Commercial | Solar* Rewards | 2020 |  | n/a
Xcel Energy | 85 | 13781 | IOU | 4159752 | 0 | Solar |  |  | Active Application | Protected Data | Protected Data |  |  | Residential | Solar* Rewards | 2020 |  | n/a
Xcel Energy | 85 | 13781 | IOU | 4160018 | 16.82 | Solar |  |  | Active Application | Protected Data | Protected Data |  |  | Residential | Solar* Rewards | 2020 |  | n/a
Xcel Energy | 85 | 13781 | IOU | 4160086 | 11.31 | Solar |  |  | Active Application | Protected Data | Protected Data |  |  | Residential | Solar* Rewards | 2020 |  | n/a
Xcel Energy | 85 | 13781 | IOU | 4160089 | 7.6 | Solar |  |  | Active Application | Protected Data | Protected Data |  |  | Residential | Solar* Rewards | 2020 |  | n/a
Xcel Energy | 85 | 13781 | IOU | 4160432 | 0 | Solar |  |  | Active Application | Protected Data | Protected Data |  |  | Commercial | Solar* Rewards | 2020 |  | n/a
Xcel Energy | 85 | 13781 | IOU | 4160559 | 1000 | Solar |  |  | Active Application | Protected Data | Protected Data | FRA | FRA211 | Community Solar Garden | Solar* Rewards Community | 2020 |  | n/a
Xcel Energy | 85 | 13781 | IOU | 4160561 | 1000 | Solar |  |  | Active Application | Protected Data | Protected Data | FRA | FRA211 | Community Solar Garden | Solar* Rewards Community | 2020 |  | n/a
Xcel Energy | 85 | 13781 | IOU | 4160668 | 7.616 | Solar |  |  | Active Application | Protected Data | Protected Data |  |  | Residential | Solar* Rewards | 2020 |  | n/a
Xcel Energy | 85 | 13781 | IOU | 4160907 | 11.89 | Solar |  |  | Active Application | Protected Data | Protected Data |  |  | Residential | Solar* Rewards | 2020 |  | n/a
Xcel Energy | 85 | 13781 | IOU | 4161283 | 0 | Solar |  |  | Active Application | Protected Data | Protected Data |  |  | Residential | Solar* Rewards | 2020 |  | n/a
Xcel Energy | 85 | 13781 | IOU | 4161438 | 5 | Solar |  |  | Active Application | Protected Data | Protected Data |  |  | Residential | Solar* Rewards | 2020 |  | n/a
Xcel Energy | 85 | 13781 | IOU | 4161453 | 7.616 | Solar |  |  | Active Application | Protected Data | Protected Data |  |  | Residential | Solar* Rewards | 2020 |  | n/a
Xcel Energy | 85 | 13781 | IOU | 4161456 | 7.616 | Solar |  |  | Active Application | Protected Data | Protected Data |  |  | Residential | Solar* Rewards | 2020 |  | n/a
Xcel Energy | 85 | 13781 | IOU | 4162042 | 312.5 | Solar |  |  | Active Application | Protected Data | Protected Data |  |  | Community Solar Garden | Solar* Rewards Community | 2020 |  | n/a
Xcel Energy | 85 | 13781 | IOU | 4162374 | 4.576 | Solar |  |  | Active Application | Protected Data | Protected Data |  |  | Residential | Solar* Rewards | 2020 |  | n/a
Xcel Energy | 85 | 13781 | IOU | 4162382 | 35 | Solar |  |  | Active Application | Protected Data | Protected Data |  |  | Commercial | Solar* Rewards | 2020 |  | n/a
Xcel Energy | 85 | 13781 | IOU | 4162416 | 7.707 | Solar |  |  | Active Application | Protected Data | Protected Data |  |  | Residential | Solar* Rewards | 2020 |  | n/a
Xcel Energy | 85 | 13781 | IOU | 4162466 | 14.994 | Solar |  |  | Active Application | Protected Data | Protected Data |  |  | Residential | Solar* Rewards | 2020 |  | n/a
Xcel Energy | 85 | 13781 | IOU | 4162492 | 4.64 | Solar |  |  | Active Application | Protected Data | Protected Data |  |  | Residential | Solar* Rewards | 2020 |  | n/a
Xcel Energy | 85 | 13781 | IOU | 4163135 | 1000 | Solar |  |  | Active Application | Protected Data | Protected Data | AFT | AFT314 | Community Solar Garden | Solar* Rewards Community | 2020 |  | n/a
Xcel Energy | 85 | 13781 | IOU | 4163201 | 5 | Solar |  |  | Active Application | Protected Data | Protected Data |  |  | Residential | Solar* Rewards | 2020 |  | n/a
Xcel Energy | 85 | 13781 | IOU | 4163623 | 6.96 | Solar |  |  | Active Application | Protected Data | Protected Data |  |  | Residential | Solar* Rewards | 2020 |  | n/a
Xcel Energy | 85 | 13781 | IOU | 4163660 | 5 | Solar |  |  | Active Application | Protected Data | Protected Data |  |  | Residential | Solar* Rewards | 2020 |  | n/a
Xcel Energy | 85 | 13781 | IOU | 4164107 | 6.38 | Solar |  |  | Active Application | Protected Data | Protected Data |  |  | Residential | Solar* Rewards | 2020 |  | n/a
Xcel Energy | 85 | 13781 | IOU | 4164346 | 6.67 | Solar |  |  | Active Application | Protected Data | Protected Data |  |  | Residential | Solar* Rewards | 2020 |  | n/a
Xcel Energy | 85 | 13781 | IOU | 4164383 | 0 | Solar |  |  | Active Application | Protected Data | Protected Data |  |  | Residential | Solar* Rewards | 2020 |  | n/a
Xcel Energy | 85 | 13781 | IOU | 4164390 | 5.22 | Solar |  |  | Active Application | Protected Data | Protected Data |  |  | Residential | Solar* Rewards | 2020 |  | n/a
Xcel Energy | 85 | 13781 | IOU | 4164608 | 7.616 | Solar |  |  | Active Application | Protected Data | Protected Data |  |  | Residential | Solar* Rewards | 2020 |  | n/a
Xcel Energy | 85 | 13781 | IOU | 4164701 | 5 | Solar |  |  | Active Application | Protected Data | Protected Data |  |  | Residential | Solar* Rewards | 2020 |  | n/a
Xcel Energy | 85 | 13781 | IOU | 4165155 | 9.995 | Solar |  |  | Active Application | Protected Data | Protected Data |  |  | Residential | Solar* Rewards | 2020 |  | n/a
Xcel Energy | 85 | 13781 | IOU | 4166269 | 3.747 | Solar |  |  | Active Application | Protected Data | Protected Data |  |  | Residential | Solar* Rewards | 2020 |  | n/a
Xcel Energy | 85 | 13781 | IOU | 4166410 | 9.57 | Solar |  |  | Active Application | Protected Data | Protected Data |  |  | Residential | Solar* Rewards | 2020 |  | n/a
Xcel Energy | 85 | 13781 | IOU | 4166432 | 1.74 | Solar |  |  | Active Application | Protected Data | Protected Data |  |  | Residential | Solar* Rewards | 2020 |  | n/a
Xcel Energy | 85 | 13781 | IOU | 4166501 | 1000 | Solar |  |  | Active Application | Protected Data | Protected Data | MHW | MHW311 | Community Solar Garden | Solar* Rewards Community | 2020 |  | n/a
Xcel Energy | 85 | 13781 | IOU | 4166949 | 5.52 | Solar |  |  | Active Application | Protected Data | Protected Data |  |  | Residential | Solar* Rewards | 2020 |  | n/a
Xcel Energy | 85 | 13781 | IOU | 4166957 | 6.96 | Solar |  |  | Active Application | Protected Data | Protected Data |  |  | Residential | Solar* Rewards | 2020 |  | n/a
Xcel Energy | 85 | 13781 | IOU | 4166982 | 6.96 | Solar |  |  | Active Application | Protected Data | Protected Data |  |  | Residential | Solar* Rewards | 2020 |  | n/a
Xcel Energy | 85 | 13781 | IOU | 4167139 | 0 | Solar |  |  | Active Application | Protected Data | Protected Data |  |  | Residential | Solar* Rewards | 2020 |  | n/a
Xcel Energy | 85 | 13781 | IOU | 4167187 | 0 | Solar |  |  | Active Application | Protected Data | Protected Data |  |  | Residential | Solar* Rewards | 2020 |  | n/a
Xcel Energy | 85 | 13781 | IOU | 4169242 | 6 | Solar |  |  | Active Application | Protected Data | Protected Data |  |  | Residential | Solar* Rewards | 2020 |  | n/a
Xcel Energy | 85 | 13781 | IOU | 4169556 | 0 | Solar |  |  | Active Application | Protected Data | Protected Data |  |  | Residential | Solar* Rewards | 2020 |  | n/a
Xcel Energy | 85 | 13781 | IOU | 4170132 | 12.5 | Solar |  |  | Active Application | Protected Data | Protected Data |  |  | Commercial | Solar* Rewards | 2020 |  | n/a
Xcel Energy | 85 | 13781 | IOU | 4170148 | 6 | Solar |  |  | Active Application | Protected Data | Protected Data |  |  | Residential | Solar* Rewards | 2020 |  | n/a
Xcel Energy | 85 | 13781 | IOU | 4170237 | 0 | Solar |  |  | Active Application | Protected Data | Protected Data |  |  | Residential | Solar* Rewards | 2020 |  | n/a
Xcel Energy | 85 | 13781 | IOU | 4170239 | 3.747 | Solar |  |  | Active Application | Protected Data | Protected Data |  |  | Residential | Solar* Rewards | 2020 |  | n/a
Xcel Energy | 85 | 13781 | IOU | 4170327 | 9.994 | Solar |  |  | Active Application | Protected Data | Protected Data |  |  | Residential | Solar* Rewards | 2020 |  | n/a
Xcel Energy | 85 | 13781 | IOU | 4170332 | 5.22 | Solar |  |  | Active Application | Protected Data | Protected Data |  |  | Residential | Solar* Rewards | 2020 |  | n/a
Xcel Energy | 85 | 13781 | IOU | 4170341 | 6 | Solar |  |  | Active Application | Protected Data | Protected Data |  |  | Residential | Solar* Rewards | 2020 |  | n/a
Xcel Energy | 85 | 13781 | IOU | 4170358 | 3.747 | Solar |  |  | Active Application | Protected Data | Protected Data |  |  | Residential | Solar* Rewards | 2020 |  | n/a
Xcel Energy | 85 | 13781 | IOU | 4170364 | 3.747 | Solar |  |  | Active Application | Protected Data | Protected Data |  |  | Residential | Solar* Rewards | 2020 |  | n/a
Xcel Energy | 85 | 13781 | IOU | 4170375 | 3.747 | Solar |  |  | Active Application | Protected Data | Protected Data |  |  | Residential | Solar* Rewards | 2020 |  | n/a
Xcel Energy | 85 | 13781 | IOU | 4170376 | 9.994 | Solar |  |  | Active Application | Protected Data | Protected Data |  |  | Residential | Solar* Rewards | 2020 |  | n/a
Xcel Energy | 85 | 13781 | IOU | 4170397 | 3.747 | Solar |  |  | Active Application | Protected Data | Protected Data |  |  | Residential | Solar* Rewards | 2020 |  | n/a
Xcel Energy | 85 | 13781 | IOU | 4171113 | 10.73 | Solar |  |  | Active Application | Protected Data | Protected Data |  |  | Residential | Solar* Rewards | 2020 |  | n/a
Xcel Energy | 85 | 13781 | IOU | 4171346 | 39.998 | Solar |  |  | Active Application | Protected Data | Protected Data |  |  | Commercial | Solar* Rewards | 2020 |  | n/a
Xcel Energy | 85 | 13781 | IOU | 4171386 | 626.597 | Solar |  |  | Active Application | Protected Data | Protected Data |  |  | Commercial | Solar* Rewards | 2020 |  | n/a
Xcel Energy | 85 | 13781 | IOU | 4171674 | 5.51 | Solar |  |  | Active Application | Protected Data | Protected Data |  |  | Residential | Solar* Rewards | 2020 |  | n/a
Xcel Energy | 85 | 13781 | IOU | 4174470 | 5.235 | Solar |  |  | Active Application | Protected Data | Protected Data |  |  | Residential | Solar* Rewards | 2020 |  | n/a
Xcel Energy | 85 | 13781 | IOU | 4174557 | 10.15 | Solar |  |  | Active Application | Protected Data | Protected Data |  |  | Residential | Solar* Rewards | 2020 |  | n/a
Xcel Energy | 85 | 13781 | IOU | 4174770 | 63 | Solar |  |  | Active Application | Protected Data | Protected Data |  |  | Commercial | Solar* Rewards | 2020 |  | n/a
Xcel Energy | 85 | 13781 | IOU | 4174775 | 3.747 | Solar |  |  | Active Application | Protected Data | Protected Data |  |  | Residential | Solar* Rewards | 2020 |  | n/a
Xcel Energy | 85 | 13781 | IOU | 4174799 | 0 | Solar |  |  | Active Application | Protected Data | Protected Data |  |  | Residential | Solar* Rewards | 2020 |  | n/a
Xcel Energy | 85 | 13781 | IOU | 4174885 | 13.05 | Solar |  |  | Active Application | Protected Data | Protected Data |  |  | Commercial | Solar* Rewards | 2020 |  | n/a
Xcel Energy | 85 | 13781 | IOU | 4175097 | 7.616 | Solar |  |  | Active Application | Protected Data | Protected Data |  |  | Residential | Solar* Rewards | 2020 |  | n/a
Xcel Energy | 85 | 13781 | IOU | 4175442 | 3.747 | Solar |  |  | Active Application | Protected Data | Protected Data |  |  | Residential | Solar* Rewards | 2020 |  | n/a
Xcel Energy | 85 | 13781 | IOU | 4175468 | 3.48 | Solar |  |  | Active Application | Protected Data | Protected Data |  |  | Residential | Solar* Rewards | 2020 |  | n/a
Xcel Energy | 85 | 13781 | IOU | 4175491 | 9.994 | Solar |  |  | Active Application | Protected Data | Protected Data |  |  | Residential | Solar* Rewards | 2020 |  | n/a
Xcel Energy | 85 | 13781 | IOU | 4175529 | 0 | Solar |  |  | Active Application | Protected Data | Protected Data |  |  | Residential | Solar* Rewards | 2020 |  | n/a
Xcel Energy | 85 | 13781 | IOU | 4175647 | 1000 | Solar |  |  | Active Application | Protected Data | Protected Data | WAT | WAT221 | Community Solar Garden | Solar* Rewards Community | 2020 |  | n/a
Xcel Energy | 85 | 13781 | IOU | 4178047 | 6.48 | Solar |  |  | Active Application | Protected Data | Protected Data |  |  | Residential | Solar* Rewards | 2020 |  | n/a
Xcel Energy | 85 | 13781 | IOU | 4178062 | 3.36 | Solar |  |  | Active Application | Protected Data | Protected Data |  |  | Residential | Solar* Rewards | 2020 |  | n/a
Xcel Energy | 85 | 13781 | IOU | 4178486 | 7.25 | Solar |  |  | Active Application | Protected Data | Protected Data |  |  | Residential | Solar* Rewards | 2020 |  | n/a
Xcel Energy | 85 | 13781 | IOU | 4178706 | 5 | Solar |  |  | Active Application | Protected Data | Protected Data |  |  | Residential | Solar* Rewards | 2020 |  | n/a
Xcel Energy | 85 | 13781 | IOU | 4179140 | 4.06 | Solar |  |  | Active Application | Protected Data | Protected Data |  |  | Residential | Solar* Rewards | 2020 |  | n/a
Xcel Energy | 85 | 13781 | IOU | 4179455 | 1000 | Solar |  |  | Active Application | Protected Data | Protected Data | PAT | PAT312 | Community Solar Garden | Solar* Rewards Community | 2020 |  | n/a
Xcel Energy | 85 | 13781 | IOU | 4179474 | 1000 | Solar |  |  | Active Application | Protected Data | Protected Data | WTB | WTB021 | Community Solar Garden | Solar* Rewards Community | 2020 |  | n/a
Xcel Energy | 85 | 13781 | IOU | 4179749 | 2.962 | Solar |  |  | Active Application | Protected Data | Protected Data |  |  | Residential | Solar* Rewards | 2020 |  | n/a
Xcel Energy | 85 | 13781 | IOU | 4179833 | 7.616 | Solar |  |  | Active Application | Protected Data | Protected Data |  |  | Residential | Solar* Rewards | 2020 |  | n/a
Xcel Energy | 85 | 13781 | IOU | 4180011 | 5 | Solar |  |  | Active Application | Protected Data | Protected Data |  |  | Residential | Solar* Rewards | 2020 |  | n/a
Xcel Energy | 85 | 13781 | IOU | 4180668 | 5.054 | Solar |  |  | Active Application | Protected Data | Protected Data |  |  | Residential | Solar* Rewards | 2020 |  | n/a
Xcel Energy | 85 | 13781 | IOU | 4180677 | 5.22 | Solar |  |  | Active Application | Protected Data | Protected Data |  |  | Residential | Solar* Rewards | 2020 |  | n/a
Xcel Energy | 85 | 13781 | IOU | 4181339 | 1000 | Solar |  |  | Active Application | Protected Data | Protected Data | HUG | HUG321 | Community Solar Garden | Solar* Rewards Community | 2020 |  | n/a
Xcel Energy | 85 | 13781 | IOU | 4181399 | 3.747 | Solar |  |  | Active Application | Protected Data | Protected Data |  |  | Residential | Solar* Rewards | 2020 |  | n/a
Xcel Energy | 85 | 13781 | IOU | 4181450 | 1000 | Solar |  |  | Active Application | Protected Data | Protected Data | COK | COK061 | Community Solar Garden | Solar* Rewards Community | 2020 |  | n/a
Xcel Energy | 85 | 13781 | IOU | 4181511 | 5.04 | Solar |  |  | Active Application | Protected Data | Protected Data |  |  | Residential | Solar* Rewards | 2020 |  | n/a
Xcel Energy | 85 | 13781 | IOU | 4181613 | 3.747 | Solar |  |  | Active Application | Protected Data | Protected Data |  |  | Residential | Solar* Rewards | 2020 |  | n/a
Xcel Energy | 85 | 13781 | IOU | 4181703 | 9.994 | Solar |  |  | Active Application | Protected Data | Protected Data |  |  | Residential | Solar* Rewards | 2020 |  | n/a
Xcel Energy | 85 | 13781 | IOU | 4181794 | 7.54 | Solar |  |  | Active Application | Protected Data | Protected Data |  |  | Residential | Solar* Rewards | 2020 |  | n/a
Xcel Energy | 85 | 13781 | IOU | 4181896 | 7.616 | Solar |  |  | Active Application | Protected Data | Protected Data |  |  | Residential | Solar* Rewards | 2020 |  | n/a
Xcel Energy | 85 | 13781 | IOU | 4181921 | 0 | Solar |  |  | Active Application | Protected Data | Protected Data |  |  | Residential | Solar* Rewards | 2020 |  | n/a
Xcel Energy | 85 | 13781 | IOU | 4181929 | 12.5 | Solar |  |  | Active Application | Protected Data | Protected Data |  |  | Residential | Solar* Rewards | 2020 |  | n/a
Xcel Energy | 85 | 13781 | IOU | 4182186 | 1000 | Solar |  |  | Active Application | Protected Data | Protected Data | BFL | BFL021 | Community Solar Garden | Solar* Rewards Community | 2020 |  | n/a
Xcel Energy | 85 | 13781 | IOU | 4182202 | 1000 | Solar |  |  | Active Application | Protected Data | Protected Data | FAB | FAB063 | Community Solar Garden | Solar* Rewards Community | 2020 |  | n/a
Xcel Energy | 85 | 13781 | IOU | 4182216 | 3.747 | Solar |  |  | Active Application | Protected Data | Protected Data |  |  | Residential | Solar* Rewards | 2020 |  | n/a
Xcel Energy | 85 | 13781 | IOU | 4182225 | 125 | Solar |  |  | Active Application | Protected Data | Protected Data |  |  | Commercial | Solar* Rewards | 2020 |  | n/a
Xcel Energy | 85 | 13781 | IOU | 4182246 | 9.994 | Solar |  |  | Active Application | Protected Data | Protected Data |  |  | Residential | Solar* Rewards | 2020 |  | n/a
Xcel Energy | 85 | 13781 | IOU | 4182314 | 3.48 | Solar |  |  | Active Application | Protected Data | Protected Data |  |  | Residential | Solar* Rewards | 2020 |  | n/a
Xcel Energy | 85 | 13781 | IOU | 4182959 | 5.22 | Solar |  |  | Active Application | Protected Data | Protected Data |  |  | Commercial | Solar* Rewards | 2020 |  | n/a
Xcel Energy | 85 | 13781 | IOU | 4182977 | 2.9 | Solar |  |  | Active Application | Protected Data | Protected Data |  |  | Commercial | Solar* Rewards | 2020 |  | n/a
Xcel Energy | 85 | 13781 | IOU | 4183132 | 7.616 | Solar |  |  | Active Application | Protected Data | Protected Data |  |  | Residential | Solar* Rewards | 2020 |  | n/a
Xcel Energy | 85 | 13781 | IOU | 4183166 | 11.995 | Solar |  |  | Active Application | Protected Data | Protected Data |  |  | Commercial | Solar* Rewards | 2020 |  | n/a
Xcel Energy | 85 | 13781 | IOU | 4183849 | 38.02 | Solar |  |  | Active Application | Protected Data | Protected Data |  |  | Commercial | Solar* Rewards | 2020 |  | n/a
Xcel Energy | 85 | 13781 | IOU | 4184121 | 8.7 | Solar |  |  | Active Application | Protected Data | Protected Data |  |  | Residential | Solar* Rewards | 2020 |  | n/a
Xcel Energy | 85 | 13781 | IOU | 4184580 | 3.36 | Solar |  |  | Active Application | Protected Data | Protected Data |  |  | Residential | Solar* Rewards | 2020 |  | n/a
Xcel Energy | 85 | 13781 | IOU | 4184665 | 1000 | Solar |  |  | Active Application | Protected Data | Protected Data | PAT | PAT313 | Community Solar Garden | Solar* Rewards Community | 2020 |  | n/a
Xcel Energy | 85 | 13781 | IOU | 4184946 | 6 | Solar |  |  | Active Application | Protected Data | Protected Data |  |  | Residential | Solar* Rewards | 2020 |  | n/a
Xcel Energy | 85 | 13781 | IOU | 4185049 | 9.12 | Solar |  |  | Active Application | Protected Data | Protected Data |  |  | Residential | Solar* Rewards | 2020 |  | n/a
Xcel Energy | 85 | 13781 | IOU | 4185175 | 11.39 | Solar |  |  | Active Application | Protected Data | Protected Data |  |  | Residential | Solar* Rewards | 2020 |  | n/a
Xcel Energy | 85 | 13781 | IOU | 4185379 | 4.08 | Solar |  |  | Active Application | Protected Data | Protected Data |  |  | Residential | Solar* Rewards | 2020 |  | n/a
Xcel Energy | 85 | 13781 | IOU | 4185435 | 5.52 | Solar |  |  | Active Application | Protected Data | Protected Data |  |  | Residential | Solar* Rewards | 2020 |  | n/a
Xcel Energy | 85 | 13781 | IOU | 4185486 | 12.5 | Solar |  |  | Active Application | Protected Data | Protected Data |  |  | Commercial | Solar* Rewards | 2020 |  | n/a
Xcel Energy | 85 | 13781 | IOU | 4185681 | 4.95 | Solar |  |  | Active Application | Protected Data | Protected Data |  |  | Residential | Solar* Rewards | 2020 |  | n/a
Xcel Energy | 85 | 13781 | IOU | 4185793 | 1000 | Solar |  |  | Active Application | Protected Data | Protected Data | HAD | HAD021 | Community Solar Garden | Solar* Rewards Community | 2020 |  | n/a
Xcel Energy | 85 | 13781 | IOU | 4185833 | 5 | Solar |  |  | Active Application | Protected Data | Protected Data |  |  | Residential | Solar* Rewards | 2020 |  | n/a
Xcel Energy | 85 | 13781 | IOU | 4185913 | 5 | Solar |  |  | Active Application | Protected Data | Protected Data |  |  | Residential | Solar* Rewards | 2020 |  | n/a
Xcel Energy | 85 | 13781 | IOU | 4186025 | 5 | Solar |  |  | Active Application | Protected Data | Protected Data |  |  | Residential | Solar* Rewards | 2020 |  | n/a
Xcel Energy | 85 | 13781 | IOU | 4186057 | 5 | Solar |  |  | Active Application | Protected Data | Protected Data |  |  | Residential | Solar* Rewards | 2020 |  | n/a
Xcel Energy | 85 | 13781 | IOU | 4186110 | 2.962 | Solar |  |  | Active Application | Protected Data | Protected Data |  |  | Residential | Solar* Rewards | 2020 |  | n/a
Xcel Energy | 85 | 13781 | IOU | 4186181 | 11.39 | Solar |  |  | Active Application | Protected Data | Protected Data |  |  | Residential | Solar* Rewards | 2020 |  | n/a
Xcel Energy | 85 | 13781 | IOU | 4186353 | 5 | Solar |  |  | Active Application | Protected Data | Protected Data |  |  | Residential | Solar* Rewards | 2020 |  | n/a
Xcel Energy | 85 | 13781 | IOU | 4186993 | 7.83 | Solar |  |  | Active Application | Protected Data | Protected Data |  |  | Residential | Solar* Rewards | 2020 |  | n/a
Xcel Energy | 85 | 13781 | IOU | 4187290 | 0 | Solar |  |  | Active Application | Protected Data | Protected Data |  |  | Residential | Solar* Rewards | 2020 |  | n/a
Xcel Energy | 85 | 13781 | IOU | 4187292 | 0 | Solar |  |  | Active Application | Protected Data | Protected Data |  |  | Residential | Solar* Rewards | 2020 |  | n/a
Xcel Energy | 85 | 13781 | IOU | 4187324 | 1000 | Solar |  |  | Active Application | Protected Data | Protected Data | SMT | SMT082 | Community Solar Garden | Solar* Rewards Community | 2020 |  | n/a
Xcel Energy | 85 | 13781 | IOU | 4187355 | 9.994 | Solar |  |  | Active Application | Protected Data | Protected Data |  |  | Residential | Solar* Rewards | 2020 |  | n/a
Xcel Energy | 85 | 13781 | IOU | 4187358 | 0 | Solar |  |  | Active Application | Protected Data | Protected Data |  |  | Residential | Solar* Rewards | 2020 |  | n/a
Xcel Energy | 85 | 13781 | IOU | 4187602 | 1000 | Solar |  |  | Active Application | Protected Data | Protected Data | ATW | ATW061 | Community Solar Garden | Solar* Rewards Community | 2020 |  | n/a
Xcel Energy | 85 | 13781 | IOU | 4187915 | 0 | Solar |  |  | Active Application | Protected Data | Protected Data |  |  | Commercial | Solar* Rewards | 2020 |  | n/a
Xcel Energy | 85 | 13781 | IOU | 4187925 | 0 | Solar |  |  | Active Application | Protected Data | Protected Data |  |  | Commercial | Solar* Rewards | 2020 |  | n/a
Xcel Energy | 85 | 13781 | IOU | 4187931 | 40.252 | Solar |  |  | Active Application | Protected Data | Protected Data |  |  | Commercial | Solar* Rewards | 2020 |  | n/a
Xcel Energy | 85 | 13781 | IOU | 4187978 | 6.96 | Solar |  |  | Active Application | Protected Data | Protected Data |  |  | Residential | Solar* Rewards | 2020 |  | n/a
Xcel Energy | 85 | 13781 | IOU | 4188034 | 19.988 | Solar |  |  | Active Application | Protected Data | Protected Data |  |  | Residential | Solar* Rewards | 2020 |  | n/a
Xcel Energy | 85 | 13781 | IOU | 4188077 | 5 | Solar |  |  | Active Application | Protected Data | Protected Data |  |  | Residential | Solar* Rewards | 2020 |  | n/a
Xcel Energy | 85 | 13781 | IOU | 4188587 | 0 | Solar |  |  | Active Application | Protected Data | Protected Data |  |  | Residential | Solar* Rewards | 2020 |  | n/a
Xcel Energy | 85 | 13781 | IOU | 4189597 | 1000 | Solar |  |  | Active Application | Protected Data | Protected Data | WEF | WEF071 | Community Solar Garden | Solar* Rewards Community | 2020 |  | n/a
Xcel Energy | 85 | 13781 | IOU | 4189948 | 7.54 | Solar |  |  | Active Application | Protected Data | Protected Data |  |  | Residential | Solar* Rewards | 2020 |  | n/a
Xcel Energy | 85 | 13781 | IOU | 4190119 | 10.15 | Solar |  |  | Active Application | Protected Data | Protected Data |  |  | Residential | Solar* Rewards | 2020 |  | n/a
Xcel Energy | 85 | 13781 | IOU | 4190130 | 1000 | Solar |  |  | Active Application | Protected Data | Protected Data | SMT | SMT082 | Community Solar Garden | Solar* Rewards Community | 2020 |  | n/a
Xcel Energy | 85 | 13781 | IOU | 4190176 | 14.51 | Solar |  |  | Active Application | Protected Data | Protected Data |  |  | Commercial | Solar* Rewards | 2020 |  | n/a
Xcel Energy | 85 | 13781 | IOU | 4190220 | 6 | Solar |  |  | Active Application | Protected Data | Protected Data |  |  | Residential | Solar* Rewards | 2020 |  | n/a
Xcel Energy | 85 | 13781 | IOU | 4190674 | 7.616 | Solar |  |  | Active Application | Protected Data | Protected Data |  |  | Residential | Solar* Rewards | 2020 |  | n/a
Xcel Energy | 85 | 13781 | IOU | 4190704 | 4.8 | Solar |  |  | Active Application | Protected Data | Protected Data |  |  | Residential | Solar* Rewards | 2020 |  | n/a
Xcel Energy | 85 | 13781 | IOU | 4190729 | 4.93 | Solar |  |  | Active Application | Protected Data | Protected Data |  |  | Residential | Solar* Rewards | 2020 |  | n/a
Xcel Energy | 85 | 13781 | IOU | 4190737 | 5.054 | Solar |  |  | Active Application | Protected Data | Protected Data |  |  | Residential | Solar* Rewards | 2020 |  | n/a
Xcel Energy | 85 | 13781 | IOU | 4190752 | 5 | Solar |  |  | Active Application | Protected Data | Protected Data |  |  | Residential | Solar* Rewards | 2020 |  | n/a
Xcel Energy | 85 | 13781 | IOU | 4190775 | 15.048 | Solar |  |  | Active Application | Protected Data | Protected Data |  |  | Residential | Solar* Rewards | 2020 |  | n/a
Xcel Energy | 85 | 13781 | IOU | 4190804 | 21.384 | Solar |  |  | Active Application | Protected Data | Protected Data |  |  | Residential | Solar* Rewards | 2020 |  | n/a
Xcel Energy | 85 | 13781 | IOU | 4190867 | 9.57 | Solar |  |  | Active Application | Protected Data | Protected Data |  |  | Residential | Solar* Rewards | 2020 |  | n/a
Xcel Energy | 85 | 13781 | IOU | 4190913 | 5.8 | Solar |  |  | Active Application | Protected Data | Protected Data |  |  | Residential | Solar* Rewards | 2020 |  | n/a
Xcel Energy | 85 | 13781 | IOU | 4191050 | 7.83 | Solar |  |  | Active Application | Protected Data | Protected Data |  |  | Residential | Solar* Rewards | 2020 |  | n/a
Xcel Energy | 85 | 13781 | IOU | 4191168 | 0 | Solar |  |  | Active Application | Protected Data | Protected Data |  |  | Residential | Solar* Rewards | 2020 |  | n/a
Xcel Energy | 85 | 13781 | IOU | 4191203 | 5.22 | Solar |  |  | Active Application | Protected Data | Protected Data |  |  | Residential | Solar* Rewards | 2020 |  | n/a
Xcel Energy | 85 | 13781 | IOU | 4191265 | 4.64 | Solar |  |  | Active Application | Protected Data | Protected Data |  |  | Residential | Solar* Rewards | 2020 |  | n/a
Xcel Energy | 85 | 13781 | IOU | 4191678 | 16.39 | Solar |  |  | Active Application | Protected Data | Protected Data |  |  | Residential | Solar* Rewards | 2020 |  | n/a
Xcel Energy | 85 | 13781 | IOU | 4191945 | 4.64 | Solar |  |  | Active Application | Protected Data | Protected Data |  |  | Residential | Solar* Rewards | 2020 |  | n/a
Xcel Energy | 85 | 13781 | IOU | 4192121 | 6.38 | Solar |  |  | Active Application | Protected Data | Protected Data |  |  | Residential | Solar* Rewards | 2020 |  | n/a
Xcel Energy | 85 | 13781 | IOU | 4192170 | 3.747 | Solar |  |  | Active Application | Protected Data | Protected Data |  |  | Residential | Solar* Rewards | 2020 |  | n/a
Xcel Energy | 85 | 13781 | IOU | 4192178 | 4.08 | Solar |  |  | Active Application | Protected Data | Protected Data |  |  | Residential | Solar* Rewards | 2020 |  | n/a
Xcel Energy | 85 | 13781 | IOU | 4192283 | 6 | Solar |  |  | Active Application | Protected Data | Protected Data |  |  | Residential | Solar* Rewards | 2020 |  | n/a
Xcel Energy | 85 | 13781 | IOU | 4192329 | 6 | Solar |  |  | Active Application | Protected Data | Protected Data |  |  | Residential | Solar* Rewards | 2020 |  | n/a
Xcel Energy | 85 | 13781 | IOU | 4192348 | 6.96 | Solar |  |  | Active Application | Protected Data | Protected Data |  |  | Residential | Solar* Rewards | 2020 |  | n/a
Xcel Energy | 85 | 13781 | IOU | 4192381 | 6 | Solar |  |  | Active Application | Protected Data | Protected Data |  |  | Residential | Solar* Rewards | 2020 |  | n/a
Xcel Energy | 85 | 13781 | IOU | 4192488 | 8.12 | Solar |  |  | Active Application | Protected Data | Protected Data |  |  | Residential | Solar* Rewards | 2020 |  | n/a
Xcel Energy | 85 | 13781 | IOU | 4192518 | 3.747 | Solar |  |  | Active Application | Protected Data | Protected Data |  |  | Residential | Solar* Rewards | 2020 |  | n/a
Xcel Energy | 85 | 13781 | IOU | 4192520 | 5.22 | Solar |  |  | Active Application | Protected Data | Protected Data |  |  | Residential | Solar* Rewards | 2020 |  | n/a
Xcel Energy | 85 | 13781 | IOU | 4192552 | 7.616 | Solar |  |  | Active Application | Protected Data | Protected Data |  |  | Residential | Solar* Rewards | 2020 |  | n/a
Xcel Energy | 85 | 13781 | IOU | 4192633 | 1000 | Solar |  |  | Active Application | Protected Data | Protected Data | KAN | KAN031 | Community Solar Garden | Solar* Rewards Community | 2020 |  | n/a
Xcel Energy | 85 | 13781 | IOU | 4192757 | 10.56 | Solar |  |  | Active Application | Protected Data | Protected Data |  |  | Residential | Solar* Rewards | 2020 |  | n/a
Xcel Energy | 85 | 13781 | IOU | 4192853 | 7.83 | Solar |  |  | Active Application | Protected Data | Protected Data |  |  | Residential | Solar* Rewards | 2020 |  | n/a
Xcel Energy | 85 | 13781 | IOU | 4192909 | 7.616 | Solar |  |  | Active Application | Protected Data | Protected Data |  |  | Residential | Solar* Rewards | 2020 |  | n/a
Xcel Energy | 85 | 13781 | IOU | 4193105 | 10.44 | Solar |  |  | Active Application | Protected Data | Protected Data |  |  | Residential | Solar* Rewards | 2020 |  | n/a
Xcel Energy | 85 | 13781 | IOU | 4193125 | 7.616 | Solar |  |  | Active Application | Protected Data | Protected Data |  |  | Commercial | Solar* Rewards | 2020 |  | n/a
Xcel Energy | 85 | 13781 | IOU | 4193164 | 6 | Solar |  |  | Active Application | Protected Data | Protected Data |  |  | Residential | Solar* Rewards | 2020 |  | n/a
Xcel Energy | 85 | 13781 | IOU | 4193187 | 5 | Solar |  |  | Active Application | Protected Data | Protected Data |  |  | Residential | Solar* Rewards | 2020 |  | n/a
Xcel Energy | 85 | 13781 | IOU | 4193215 | 0 | Solar |  |  | Active Application | Protected Data | Protected Data |  |  | Commercial | Solar* Rewards | 2020 |  | n/a
Xcel Energy | 85 | 13781 | IOU | 4193239 | 9.994 | Solar |  |  | Active Application | Protected Data | Protected Data |  |  | Residential | Solar* Rewards | 2020 |  | n/a
Xcel Energy | 85 | 13781 | IOU | 4193279 | 7.25 | Solar |  |  | Active Application | Protected Data | Protected Data |  |  | Residential | Solar* Rewards | 2020 |  | n/a
Xcel Energy | 85 | 13781 | IOU | 4193890 | 7.616 | Solar |  |  | Active Application | Protected Data | Protected Data |  |  | Commercial | Solar* Rewards | 2020 |  | n/a
Xcel Energy | 85 | 13781 | IOU | 4193986 | 1000 | Solar |  |  | Active Application | Protected Data | Protected Data | NOF | NOF071 | Community Solar Garden | Solar* Rewards Community | 2020 |  | n/a
Xcel Energy | 85 | 13781 | IOU | 4193997 | 1000 | Solar |  |  | Active Application | Protected Data | Protected Data | SMT | SMT082 | Community Solar Garden | Solar* Rewards Community | 2020 |  | n/a
Xcel Energy | 85 | 13781 | IOU | 4194063 | 3.36 | Solar |  |  | Active Application | Protected Data | Protected Data |  |  | Residential | Solar* Rewards | 2020 |  | n/a
Xcel Energy | 85 | 13781 | IOU | 4194083 | 1000 | Solar |  |  | Active Application | Protected Data | Protected Data | CHI | CHI311 | Community Solar Garden | Solar* Rewards Community | 2020 |  | n/a
Xcel Energy | 85 | 13781 | IOU | 4194276 | 23.51 | Solar |  |  | Active Application | Protected Data | Protected Data |  |  | Commercial | Solar* Rewards | 2020 |  | n/a
Xcel Energy | 85 | 13781 | IOU | 4194311 | 14.51 | Solar |  |  | Active Application | Protected Data | Protected Data |  |  | Commercial | Solar* Rewards | 2020 |  | n/a
Xcel Energy | 85 | 13781 | IOU | 4194697 | 1000 | Solar |  |  | Active Application | Protected Data | Protected Data | WAB | WAB031 | Community Solar Garden | Solar* Rewards Community | 2020 |  | n/a
Xcel Energy | 85 | 13781 | IOU | 4194735 | 1000 | Solar |  |  | Active Application | Protected Data | Protected Data | PAT | PAT312 | Community Solar Garden | Solar* Rewards Community | 2020 |  | n/a
Xcel Energy | 85 | 13781 | IOU | 4194896 | 0 | Solar |  |  | Active Application | Protected Data | Protected Data |  |  | Residential | Solar* Rewards | 2020 |  | n/a
Xcel Energy | 85 | 13781 | IOU | 4194953 | 11.6 | Solar |  |  | Active Application | Protected Data | Protected Data |  |  | Residential | Solar* Rewards | 2020 |  | n/a
Xcel Energy | 85 | 13781 | IOU | 4195304 | 6.09 | Solar |  |  | Active Application | Protected Data | Protected Data |  |  | Residential | Solar* Rewards | 2020 |  | n/a
Xcel Energy | 85 | 13781 | IOU | 4195320 | 3.84 | Solar |  |  | Active Application | Protected Data | Protected Data |  |  | Residential | Solar* Rewards | 2020 |  | n/a
Xcel Energy | 85 | 13781 | IOU | 4195436 | 7.616 | Solar |  |  | Active Application | Protected Data | Protected Data |  |  | Residential | Solar* Rewards | 2020 |  | n/a
Xcel Energy | 85 | 13781 | IOU | 4195741 | 14.51 | Solar |  |  | Active Application | Protected Data | Protected Data |  |  | Residential | Solar* Rewards | 2020 |  | n/a
Xcel Energy | 85 | 13781 | IOU | 4195854 | 29.02 | Solar |  |  | Active Application | Protected Data | Protected Data |  |  | Residential | Solar* Rewards | 2020 |  | n/a
Xcel Energy | 85 | 13781 | IOU | 4196837 | 1000 | Solar |  |  | Active Application | Protected Data | Protected Data | CLC | CLC221 | Community Solar Garden | Solar* Rewards Community | 2020 |  | n/a
Xcel Energy | 85 | 13781 | IOU | 4198917 | 5 | Solar |  |  | Active Application | Protected Data | Protected Data |  |  | Residential | Solar* Rewards | 2020 |  | n/a
Xcel Energy | 85 | 13781 | IOU | 4201294 | 7.25 | Solar |  |  | Active Application | Protected Data | Protected Data |  |  | Residential | Solar* Rewards | 2020 |  | n/a
Xcel Energy | 85 | 13781 | IOU | 4201432 | 1000 | Solar |  |  | Active Application | Protected Data | Protected Data | SCL | SCL322 | Community Solar Garden | Solar* Rewards Community | 2020 |  | n/a
Xcel Energy | 85 | 13781 | IOU | 4201443 | 7.44 | Solar |  |  | Active Application | Protected Data | Protected Data |  |  | Residential | Solar* Rewards | 2020 |  | n/a
Xcel Energy | 85 | 13781 | IOU | 4201707 | 10 | Solar |  |  | Active Application | Protected Data | Protected Data |  |  | Residential | Solar* Rewards | 2020 |  | n/a
Xcel Energy | 85 | 13781 | IOU | 4201814 | 1000 | Solar |  |  | Active Application | Protected Data | Protected Data | SDX | SDX311 | Community Solar Garden | Solar* Rewards Community | 2020 |  | n/a
Xcel Energy | 85 | 13781 | IOU | 4201967 | 14.4 | Solar |  |  | Active Application | Protected Data | Protected Data |  |  | Residential | Solar* Rewards | 2020 |  | n/a
Xcel Energy | 85 | 13781 | IOU | 4201972 | 0 | Solar |  |  | Active Application | Protected Data | Protected Data |  |  | Residential | Solar* Rewards | 2020 |  | n/a
Xcel Energy | 85 | 13781 | IOU | 4202034 | 7.616 | Solar |  |  | Active Application | Protected Data | Protected Data |  |  | Residential | Solar* Rewards | 2020 |  | n/a
Xcel Energy | 85 | 13781 | IOU | 4202418 | 11.363 | Solar |  |  | Active Application | Protected Data | Protected Data |  |  | Residential | Solar* Rewards | 2020 |  | n/a
Xcel Energy | 85 | 13781 | IOU | 4202458 | 3.747 | Solar |  |  | Active Application | Protected Data | Protected Data |  |  | Residential | Solar* Rewards | 2020 |  | n/a
Xcel Energy | 85 | 13781 | IOU | 4202838 | 0 | Solar |  |  | Active Application | Protected Data | Protected Data |  |  | Residential | Solar* Rewards | 2020 |  | n/a
Xcel Energy | 85 | 13781 | IOU | 4203801 | 39.224 | Solar |  |  | Active Application | Protected Data | Protected Data |  |  | Residential | Solar* Rewards | 2020 |  | n/a
Xcel Energy | 85 | 13781 | IOU | 4203927 | 6 | Solar |  |  | Active Application | Protected Data | Protected Data |  |  | Residential | Solar* Rewards | 2020 |  | n/a
Xcel Energy | 85 | 13781 | IOU | 4203935 | 9.57 | Solar |  |  | Active Application | Protected Data | Protected Data |  |  | Residential | Solar* Rewards | 2020 |  | n/a
Xcel Energy | 85 | 13781 | IOU | 4203972 | 7.616 | Solar |  |  | Active Application | Protected Data | Protected Data |  |  | Residential | Solar* Rewards | 2020 |  | n/a
Xcel Energy | 85 | 13781 | IOU | 4204217 | 1000 | Solar |  |  | Active Application | Protected Data | Protected Data | SMT | SMT072 | Community Solar Garden | Solar* Rewards Community | 2020 |  | n/a
Xcel Energy | 85 | 13781 | IOU | 4204382 | 9.28 | Solar |  |  | Active Application | Protected Data | Protected Data |  |  | Residential | Solar* Rewards | 2020 |  | n/a
Xcel Energy | 85 | 13781 | IOU | 4204435 | 12.215 | Solar |  |  | Active Application | Protected Data | Protected Data |  |  | Residential | Solar* Rewards | 2020 |  | n/a
Xcel Energy | 85 | 13781 | IOU | 4204551 | 6.96 | Solar |  |  | Active Application | Protected Data | Protected Data |  |  | Residential | Solar* Rewards | 2020 |  | n/a
Xcel Energy | 85 | 13781 | IOU | 4204649 | 15.08 | Solar |  |  | Active Application | Protected Data | Protected Data |  |  | Residential | Solar* Rewards | 2020 |  | n/a
Xcel Energy | 85 | 13781 | IOU | 4204731 | 3.747 | Solar |  |  | Active Application | Protected Data | Protected Data |  |  | Residential | Solar* Rewards | 2020 |  | n/a
Xcel Energy | 85 | 13781 | IOU | 4204896 | 17.61 | Solar |  |  | Active Application | Protected Data | Protected Data |  |  | Residential | Solar* Rewards | 2020 |  | n/a
Xcel Energy | 85 | 13781 | IOU | 4205322 | 6 | Solar |  |  | Active Application | Protected Data | Protected Data |  |  | Commercial | Solar* Rewards | 2020 |  | n/a
Xcel Energy | 85 | 13781 | IOU | 4205745 | 7.25 | Solar |  |  | Active Application | Protected Data | Protected Data |  |  | Residential | Solar* Rewards | 2020 |  | n/a
Xcel Energy | 85 | 13781 | IOU | 4205869 | 7.25 | Solar |  |  | Active Application | Protected Data | Protected Data |  |  | Residential | Solar* Rewards | 2020 |  | n/a
Xcel Energy | 85 | 13781 | IOU | 4206049 | 2.792 | Solar |  |  | Active Application | Protected Data | Protected Data |  |  | Commercial | Solar* Rewards | 2020 |  | n/a
Xcel Energy | 85 | 13781 | IOU | 4206391 | 5.51 | Solar |  |  | Active Application | Protected Data | Protected Data |  |  | Residential | Solar* Rewards | 2020 |  | n/a
Xcel Energy | 85 | 13781 | IOU | 4208525 | 34.17 | Solar |  |  | Active Application | Protected Data | Protected Data |  |  | Commercial | Solar* Rewards | 2020 |  | n/a
Xcel Energy | 85 | 13781 | IOU | 4210503 | 872 | Solar |  |  | Active Application | Protected Data | Protected Data | SMT | SMT072 | Community Solar Garden | Solar* Rewards Community | 2020 |  | n/a
Xcel Energy | 85 | 13781 | IOU | 4210522 | 1000 | Solar |  |  | Active Application | Protected Data | Protected Data | WEF | WEF071 | Community Solar Garden | Solar* Rewards Community | 2020 |  | n/a
Xcel Energy | 85 | 13781 | IOU | 4210587 | 3.747 | Solar |  |  | Active Application | Protected Data | Protected Data |  |  | Residential | Solar* Rewards | 2020 |  | n/a
Xcel Energy | 85 | 13781 | IOU | 4211087 | 5.22 | Solar |  |  | Active Application | Protected Data | Protected Data |  |  | Residential | Solar* Rewards | 2020 |  | n/a
Xcel Energy | 85 | 13781 | IOU | 4211282 | 3.747 | Solar |  |  | Active Application | Protected Data | Protected Data |  |  | Residential | Solar* Rewards | 2020 |  | n/a
Xcel Energy | 85 | 13781 | IOU | 4211435 | 8.41 | Solar |  |  | Active Application | Protected Data | Protected Data |  |  | Residential | Solar* Rewards | 2020 |  | n/a
Xcel Energy | 85 | 13781 | IOU | 4213381 | 6.72 | Solar |  |  | Active Application | Protected Data | Protected Data |  |  | Residential | Solar* Rewards | 2020 |  | n/a
Xcel Energy | 85 | 13781 | IOU | 4213445 | 200 | Solar |  |  | Active Application | Protected Data | Protected Data |  |  | Commercial | Solar* Rewards | 2020 |  | n/a
Xcel Energy | 85 | 13781 | IOU | 4213448 | 200 | Solar |  |  | Active Application | Protected Data | Protected Data |  |  | Commercial | Solar* Rewards | 2020 |  | n/a
Xcel Energy | 85 | 13781 | IOU | 4213581 | 38.02 | Solar |  |  | Active Application | Protected Data | Protected Data |  |  | Commercial | Solar* Rewards | 2020 |  | n/a
Xcel Energy | 85 | 13781 | IOU | 4214615 | 5.22 | Solar |  |  | Active Application | Protected Data | Protected Data |  |  | Residential | Solar* Rewards | 2020 |  | n/a
Xcel Energy | 85 | 13781 | IOU | 4214726 | 4.35 | Solar |  |  | Active Application | Protected Data | Protected Data |  |  | Residential | Solar* Rewards | 2020 |  | n/a
Xcel Energy | 85 | 13781 | IOU | 4214960 | 12.5 | Solar |  |  | Active Application | Protected Data | Protected Data |  |  | Residential | Solar* Rewards | 2020 |  | n/a
Xcel Energy | 85 | 13781 | IOU | 4215289 | 0 | Solar |  |  | Active Application | Protected Data | Protected Data |  |  | Residential | Solar* Rewards | 2020 |  | n/a
Xcel Energy | 85 | 13781 | IOU | 4215364 | 0 | Solar |  |  | Active Application | Protected Data | Protected Data |  |  | Residential | Solar* Rewards | 2020 |  | n/a
Xcel Energy | 85 | 13781 | IOU | 4215479 | 4.384 | Solar |  |  | Active Application | Protected Data | Protected Data |  |  | Residential | Solar* Rewards | 2020 |  | n/a
Xcel Energy | 85 | 13781 | IOU | 4215595 | 1000 | Solar |  |  | Active Application | Protected Data | Protected Data | KAN | KAN031 | Community Solar Garden | Solar* Rewards Community | 2020 |  | n/a
Xcel Energy | 85 | 13781 | IOU | 4215618 | 7.616 | Solar |  |  | Active Application | Protected Data | Protected Data |  |  | Residential | Solar* Rewards | 2020 |  | n/a
Xcel Energy | 85 | 13781 | IOU | 4215633 | 8.725 | Solar |  |  | Active Application | Protected Data | Protected Data |  |  | Residential | Solar* Rewards | 2020 |  | n/a
Xcel Energy | 85 | 13781 | IOU | 4215812 | 1000 | Solar |  |  | Active Application | Protected Data | Protected Data | SCL | SCL311 | Community Solar Garden | Solar* Rewards Community | 2020 |  | n/a
Xcel Energy | 85 | 13781 | IOU | 4215830 | 7.616 | Solar |  |  | Active Application | Protected Data | Protected Data |  |  | Residential | Solar* Rewards | 2020 |  | n/a
Xcel Energy | 85 | 13781 | IOU | 4215837 | 5.054 | Solar |  |  | Active Application | Protected Data | Protected Data |  |  | Residential | Solar* Rewards | 2020 |  | n/a
Xcel Energy | 85 | 13781 | IOU | 4215853 | 3.48 | Solar |  |  | Active Application | Protected Data | Protected Data |  |  | Residential | Solar* Rewards | 2020 |  | n/a
Xcel Energy | 85 | 13781 | IOU | 4215919 | 3.747 | Solar |  |  | Active Application | Protected Data | Protected Data |  |  | Residential | Solar* Rewards | 2020 |  | n/a
Xcel Energy | 85 | 13781 | IOU | 4216263 | 3.747 | Solar |  |  | Active Application | Protected Data | Protected Data |  |  | Residential | Solar* Rewards | 2020 |  | n/a
Xcel Energy | 85 | 13781 | IOU | 4216313 | 6.38 | Solar |  |  | Active Application | Protected Data | Protected Data |  |  | Residential | Solar* Rewards | 2020 |  | n/a
Xcel Energy | 85 | 13781 | IOU | 4216567 | 4.8 | Solar |  |  | Active Application | Protected Data | Protected Data |  |  | Residential | Solar* Rewards | 2020 |  | n/a
Xcel Energy | 85 | 13781 | IOU | 4218462 | 8.027 | Solar |  |  | Active Application | Protected Data | Protected Data |  |  | Residential | Solar* Rewards | 2020 |  | n/a
Xcel Energy | 85 | 13781 | IOU | 4218616 | 1000 | Solar |  |  | Active Application | Protected Data | Protected Data | NOF | NOF071 | Community Solar Garden | Solar* Rewards Community | 2020 |  | n/a
Xcel Energy | 85 | 13781 | IOU | 4218989 | 5.054 | Solar |  |  | Active Application | Protected Data | Protected Data |  |  | Residential | Solar* Rewards | 2020 |  | n/a
Xcel Energy | 85 | 13781 | IOU | 4219048 | 4.64 | Solar |  |  | Active Application | Protected Data | Protected Data |  |  | Residential | Solar* Rewards | 2020 |  | n/a
Xcel Energy | 85 | 13781 | IOU | 4219116 | 3.12 | Solar |  |  | Active Application | Protected Data | Protected Data |  |  | Residential | Solar* Rewards | 2020 |  | n/a
Xcel Energy | 85 | 13781 | IOU | 4219188 | 1000 | Solar |  |  | Active Application | Protected Data | Protected Data | CLC | CLC221 | Community Solar Garden | Solar* Rewards Community | 2020 |  | n/a
Xcel Energy | 85 | 13781 | IOU | 4219209 | 7.54 | Solar |  |  | Active Application | Protected Data | Protected Data |  |  | Residential | Solar* Rewards | 2020 |  | n/a
Xcel Energy | 85 | 13781 | IOU | 4219234 | 10.819 | Solar |  |  | Active Application | Protected Data | Protected Data |  |  | Residential | Solar* Rewards | 2020 |  | n/a
Xcel Energy | 85 | 13781 | IOU | 4219334 | 6.96 | Solar |  |  | Active Application | Protected Data | Protected Data |  |  | Residential | Solar* Rewards | 2020 |  | n/a
Xcel Energy | 85 | 13781 | IOU | 4219426 | 8.12 | Solar |  |  | Active Application | Protected Data | Protected Data |  |  | Residential | Solar* Rewards | 2020 |  | n/a
Xcel Energy | 85 | 13781 | IOU | 4219510 | 1000 | Solar |  |  | Active Application | Protected Data | Protected Data | REW | REW021 | Community Solar Garden | Solar* Rewards Community | 2020 |  | n/a
Xcel Energy | 85 | 13781 | IOU | 4219612 | 8.41 | Solar |  |  | Active Application | Protected Data | Protected Data |  |  | Residential | Solar* Rewards | 2020 |  | n/a
Xcel Energy | 85 | 13781 | IOU | 4219792 | 2.962 | Solar |  |  | Active Application | Protected Data | Protected Data |  |  | Residential | Solar* Rewards | 2020 |  | n/a
Xcel Energy | 85 | 13781 | IOU | 4219865 | 855.2 | Solar |  |  | Active Application | Protected Data | Protected Data | AFT | AFT322 | Community Solar Garden | Solar* Rewards Community | 2020 |  | n/a
Xcel Energy | 85 | 13781 | IOU | 4220080 | 12.18 | Solar |  |  | Active Application | Protected Data | Protected Data |  |  | Residential | Solar* Rewards | 2020 |  | n/a
Xcel Energy | 85 | 13781 | IOU | 4220088 | 6.96 | Solar |  |  | Active Application | Protected Data | Protected Data |  |  | Residential | Solar* Rewards | 2020 |  | n/a
Xcel Energy | 85 | 13781 | IOU | 4220401 | 1000 | Solar |  |  | Active Application | Protected Data | Protected Data | WAT | WAT221 | Community Solar Garden | Solar* Rewards Community | 2020 |  | n/a
Xcel Energy | 85 | 13781 | IOU | 4220404 | 1000 | Solar |  |  | Active Application | Protected Data | Protected Data | WAT | WAT221 | Community Solar Garden | Solar* Rewards Community | 2020 |  | n/a
Xcel Energy | 85 | 13781 | IOU | 4221545 | 9.28 | Solar |  |  | Active Application | Protected Data | Protected Data |  |  | Residential | Solar* Rewards | 2020 |  | n/a
Xcel Energy | 85 | 13781 | IOU | 4221641 | 10.15 | Solar |  |  | Active Application | Protected Data | Protected Data |  |  | Residential | Solar* Rewards | 2020 |  | n/a
Xcel Energy | 85 | 13781 | IOU | 4221646 | 2.962 | Solar |  |  | Active Application | Protected Data | Protected Data |  |  | Residential | Solar* Rewards | 2020 |  | n/a
Xcel Energy | 85 | 13781 | IOU | 4221676 | 1000 | Solar |  |  | Active Application | Protected Data | Protected Data | REW | REW021 | Community Solar Garden | Solar* Rewards Community | 2020 |  | n/a
Xcel Energy | 85 | 13781 | IOU | 4221690 | 7.54 | Solar |  |  | Active Application | Protected Data | Protected Data |  |  | Residential | Solar* Rewards | 2020 |  | n/a
Xcel Energy | 85 | 13781 | IOU | 4222075 | 3.84 | Solar |  |  | Active Application | Protected Data | Protected Data |  |  | Residential | Solar* Rewards | 2020 |  | n/a
Xcel Energy | 85 | 13781 | IOU | 4224952 | 0 | Solar |  |  | Active Application | Protected Data | Protected Data |  |  | Residential | Solar* Rewards | 2020 |  | n/a
Xcel Energy | 85 | 13781 | IOU | 4224978 | 29.02 | Solar |  |  | Active Application | Protected Data | Protected Data |  |  | Commercial | Solar* Rewards | 2020 |  | n/a
Xcel Energy | 85 | 13781 | IOU | 4225649 | 11.31 | Solar |  |  | Active Application | Protected Data | Protected Data |  |  | Residential | Solar* Rewards | 2020 |  | n/a
Xcel Energy | 85 | 13781 | IOU | 4225667 | 2.03 | Solar |  |  | Active Application | Protected Data | Protected Data |  |  | Residential | Solar* Rewards | 2020 |  | n/a
Xcel Energy | 85 | 13781 | IOU | 4225770 | 8.7 | Solar |  |  | Active Application | Protected Data | Protected Data |  |  | Residential | Solar* Rewards | 2020 |  | n/a
Xcel Energy | 85 | 13781 | IOU | 4225805 | 8.25 | Solar |  |  | Active Application | Protected Data | Protected Data |  |  | Residential | Solar* Rewards | 2020 |  | n/a
Xcel Energy | 85 | 13781 | IOU | 4225810 | 4.64 | Solar |  |  | Active Application | Protected Data | Protected Data |  |  | Residential | Solar* Rewards | 2020 |  | n/a
Xcel Energy | 85 | 13781 | IOU | 4225843 | 6 | Solar |  |  | Active Application | Protected Data | Protected Data |  |  | Residential | Solar* Rewards | 2020 |  | n/a
Xcel Energy | 85 | 13781 | IOU | 4225992 | 14.51 | Solar |  |  | Active Application | Protected Data | Protected Data |  |  | Residential | Solar* Rewards | 2020 |  | n/a
Xcel Energy | 85 | 13781 | IOU | 4228074 | 4.35 | Solar |  |  | Active Application | Protected Data | Protected Data |  |  | Residential | Solar* Rewards | 2020 |  | n/a
Xcel Energy | 85 | 13781 | IOU | 4228274 | 5.054 | Solar |  |  | Active Application | Protected Data | Protected Data |  |  | Residential | Solar* Rewards | 2020 |  | n/a
Xcel Energy | 85 | 13781 | IOU | 4228429 | 3.77 | Solar |  |  | Active Application | Protected Data | Protected Data |  |  | Residential | Solar* Rewards | 2020 |  | n/a
Xcel Energy | 85 | 13781 | IOU | 4228608 | 5.22 | Solar |  |  | Active Application | Protected Data | Protected Data |  |  | Residential | Solar* Rewards | 2020 |  | n/a
Xcel Energy | 85 | 13781 | IOU | 4228707 | 8.8 | Solar |  |  | Active Application | Protected Data | Protected Data |  |  | Residential | Solar* Rewards | 2020 |  | n/a
Xcel Energy | 85 | 13781 | IOU | 4228772 | 9.36 | Solar |  |  | Active Application | Protected Data | Protected Data |  |  | Residential | Solar* Rewards | 2020 |  | n/a
Xcel Energy | 85 | 13781 | IOU | 4228985 | 5 | Solar |  |  | Active Application | Protected Data | Protected Data |  |  | Residential | Solar* Rewards | 2020 |  | n/a
Xcel Energy | 85 | 13781 | IOU | 4229010 | 7.616 | Solar |  |  | Active Application | Protected Data | Protected Data |  |  | Residential | Solar* Rewards | 2020 |  | n/a
Xcel Energy | 85 | 13781 | IOU | 4229179 | 4.64 | Solar |  |  | Active Application | Protected Data | Protected Data |  |  | Residential | Solar* Rewards | 2020 |  | n/a
Xcel Energy | 85 | 13781 | IOU | 4229189 | 3.48 | Solar |  |  | Active Application | Protected Data | Protected Data |  |  | Residential | Solar* Rewards | 2020 |  | n/a
Xcel Energy | 85 | 13781 | IOU | 4229374 | 8.376 | Solar |  |  | Active Application | Protected Data | Protected Data |  |  | Residential | Solar* Rewards | 2020 |  | n/a
Xcel Energy | 85 | 13781 | IOU | 4229498 | 14.85 | Solar |  |  | Active Application | Protected Data | Protected Data |  |  | Residential | Solar* Rewards | 2020 |  | n/a
Xcel Energy | 85 | 13781 | IOU | 4236963 | 0 | Solar |  |  | Active Application | Protected Data | Protected Data |  |  | Residential | Solar* Rewards | 2020 |  | n/a
Xcel Energy | 85 | 13781 | IOU | 4237277 | 0 | Solar |  |  | Active Application | Protected Data | Protected Data |  |  | Residential | Solar* Rewards | 2020 |  | n/a
Xcel Energy | 85 | 13781 | IOU | 4237315 | 6.05 | Solar |  |  | Active Application | Protected Data | Protected Data |  |  | Residential | Solar* Rewards | 2020 |  | n/a
Xcel Energy | 85 | 13781 | IOU | 4237337 | 8.25 | Solar |  |  | Active Application | Protected Data | Protected Data |  |  | Residential | Solar* Rewards | 2020 |  | n/a
Xcel Energy | 85 | 13781 | IOU | 4237450 | 1000 | Solar |  |  | Active Application | Protected Data | Protected Data | FRA | FRA211 | Community Solar Garden | Solar* Rewards Community | 2020 |  | n/a
Xcel Energy | 85 | 13781 | IOU | 4237556 | 1.74 | Solar |  |  | Active Application | Protected Data | Protected Data |  |  | Residential | Solar* Rewards | 2020 |  | n/a
Xcel Energy | 85 | 13781 | IOU | 4237637 | 6.96 | Solar |  |  | Active Application | Protected Data | Protected Data |  |  | Residential | Solar* Rewards | 2020 |  | n/a
Xcel Energy | 85 | 13781 | IOU | 4237926 | 0 | Solar |  |  | Active Application | Protected Data | Protected Data |  |  | Residential | Solar* Rewards | 2020 |  | n/a
Xcel Energy | 85 | 13781 | IOU | 4237952 | 3.747 | Solar |  |  | Active Application | Protected Data | Protected Data |  |  | Residential | Solar* Rewards | 2020 |  | n/a
Xcel Energy | 85 | 13781 | IOU | 4238282 | 11.04 | Solar |  |  | Active Application | Protected Data | Protected Data |  |  | Residential | Solar* Rewards | 2020 |  | n/a
Xcel Energy | 85 | 13781 | IOU | 4238653 | 6.38 | Solar |  |  | Active Application | Protected Data | Protected Data |  |  | Residential | Solar* Rewards | 2020 |  | n/a
Xcel Energy | 85 | 13781 | IOU | 4238937 | 7.25 | Solar |  |  | Active Application | Protected Data | Protected Data |  |  | Residential | Solar* Rewards | 2020 |  | n/a
Xcel Energy | 85 | 13781 | IOU | 4239312 | 6.6 | Solar |  |  | Active Application | Protected Data | Protected Data |  |  | Residential | Solar* Rewards | 2020 |  | n/a
Xcel Energy | 85 | 13781 | IOU | 4239352 | 100 | Solar |  |  | Active Application | Protected Data | Protected Data |  |  | Commercial | Solar* Rewards | 2020 |  | n/a
Xcel Energy | 85 | 13781 | IOU | 4239386 | 7.7 | Solar |  |  | Active Application | Protected Data | Protected Data |  |  | Residential | Solar* Rewards | 2020 |  | n/a
Xcel Energy | 85 | 13781 | IOU | 4239419 | 9.35 | Solar |  |  | Active Application | Protected Data | Protected Data |  |  | Residential | Solar* Rewards | 2020 |  | n/a
Xcel Energy | 85 | 13781 | IOU | 4239542 | 4.4 | Solar |  |  | Active Application | Protected Data | Protected Data |  |  | Residential | Solar* Rewards | 2020 |  | n/a
Xcel Energy | 85 | 13781 | IOU | 4239694 | 7.616 | Solar |  |  | Active Application | Protected Data | Protected Data |  |  | Residential | Solar* Rewards | 2020 |  | n/a
Xcel Energy | 85 | 13781 | IOU | 4239697 | 9.994 | Solar |  |  | Active Application | Protected Data | Protected Data |  |  | Residential | Solar* Rewards | 2020 |  | n/a
Xcel Energy | 85 | 13781 | IOU | 4239714 | 7.616 | Solar |  |  | Active Application | Protected Data | Protected Data |  |  | Residential | Solar* Rewards | 2020 |  | n/a
Xcel Energy | 85 | 13781 | IOU | 4239803 | 3.84 | Solar |  |  | Active Application | Protected Data | Protected Data |  |  | Residential | Solar* Rewards | 2020 |  | n/a
Xcel Energy | 85 | 13781 | IOU | 4239895 | 19.988 | Solar |  |  | Active Application | Protected Data | Protected Data |  |  | Residential | Solar* Rewards | 2020 |  | n/a
Xcel Energy | 85 | 13781 | IOU | 4239949 | 2.61 | Solar |  |  | Active Application | Protected Data | Protected Data |  |  | Residential | Solar* Rewards | 2020 |  | n/a
Xcel Energy | 85 | 13781 | IOU | 4239972 | 5.22 | Solar |  |  | Active Application | Protected Data | Protected Data |  |  | Residential | Solar* Rewards | 2020 |  | n/a
Xcel Energy | 85 | 13781 | IOU | 4239978 | 5.054 | Solar |  |  | Active Application | Protected Data | Protected Data |  |  | Residential | Solar* Rewards | 2020 |  | n/a
Xcel Energy | 85 | 13781 | IOU | 4239997 | 7.678 | Solar |  |  | Active Application | Protected Data | Protected Data |  |  | Residential | Solar* Rewards | 2020 |  | n/a
Xcel Energy | 85 | 13781 | IOU | 4240012 | 7.616 | Solar |  |  | Active Application | Protected Data | Protected Data |  |  | Residential | Solar* Rewards | 2020 |  | n/a
Xcel Energy | 85 | 13781 | IOU | 4240069 | 39.976 | Solar |  |  | Active Application | Protected Data | Protected Data |  |  | Commercial | Solar* Rewards | 2020 |  | n/a
Xcel Energy | 85 | 13781 | IOU | 4240102 | 9.994 | Solar |  |  | Active Application | Protected Data | Protected Data |  |  | Residential | Solar* Rewards | 2020 |  | n/a
Xcel Energy | 85 | 13781 | IOU | 4240145 | 9.994 | Solar |  |  | Active Application | Protected Data | Protected Data |  |  | Residential | Solar* Rewards | 2020 |  | n/a
Xcel Energy | 85 | 13781 | IOU | 4242497 | 0 | Solar |  |  | Active Application | Protected Data | Protected Data |  |  | Residential | Solar* Rewards | 2020 |  | n/a
Xcel Energy | 85 | 13781 | IOU | 4242804 | 7.25 | Solar |  |  | Active Application | Protected Data | Protected Data |  |  | Residential | Solar* Rewards | 2020 |  | n/a
Xcel Energy | 85 | 13781 | IOU | 4242865 | 7.7 | Solar |  |  | Active Application | Protected Data | Protected Data |  |  | Residential | Solar* Rewards | 2020 |  | n/a
Xcel Energy | 85 | 13781 | IOU | 4242968 | 5 | Solar |  |  | Active Application | Protected Data | Protected Data |  |  | Residential | Solar* Rewards | 2020 |  | n/a
Xcel Energy | 85 | 13781 | IOU | 4243087 | 6.05 | Solar |  |  | Active Application | Protected Data | Protected Data |  |  | Residential | Solar* Rewards | 2020 |  | n/a
Xcel Energy | 85 | 13781 | IOU | 4243109 | 12.215 | Solar |  |  | Active Application | Protected Data | Protected Data |  |  | Commercial | Solar* Rewards | 2020 |  | n/a
Xcel Energy | 85 | 13781 | IOU | 4243317 | 9.994 | Solar |  |  | Active Application | Protected Data | Protected Data |  |  | Residential | Solar* Rewards | 2020 |  | n/a
Xcel Energy | 85 | 13781 | IOU | 4243393 | 3.839 | Solar |  |  | Active Application | Protected Data | Protected Data |  |  | Residential | Solar* Rewards | 2020 |  | n/a
Xcel Energy | 85 | 13781 | IOU | 4243564 | 4.95 | Solar |  |  | Active Application | Protected Data | Protected Data |  |  | Residential | Solar* Rewards | 2020 |  | n/a
Xcel Energy | 85 | 13781 | IOU | 4243777 | 6 | Solar |  |  | Active Application | Protected Data | Protected Data |  |  | Residential | Solar* Rewards | 2020 |  | n/a
Xcel Energy | 85 | 13781 | IOU | 4245915 | 3.747 | Solar |  |  | Active Application | Protected Data | Protected Data |  |  | Residential | Solar* Rewards | 2020 |  | n/a
Xcel Energy | 85 | 13781 | IOU | 4246330 | 9.864 | Solar |  |  | Active Application | Protected Data | Protected Data |  |  | Residential | Solar* Rewards | 2020 |  | n/a
Xcel Energy | 85 | 13781 | IOU | 4246362 | 7.124 | Solar |  |  | Active Application | Protected Data | Protected Data |  |  | Residential | Solar* Rewards | 2020 |  | n/a
Xcel Energy | 85 | 13781 | IOU | 4246463 | 9.994 | Solar |  |  | Active Application | Protected Data | Protected Data |  |  | Residential | Solar* Rewards | 2020 |  | n/a
Xcel Energy | 85 | 13781 | IOU | 4246505 | 15.66 | Solar |  |  | Active Application | Protected Data | Protected Data |  |  | Residential | Solar* Rewards | 2020 |  | n/a
Xcel Energy | 85 | 13781 | IOU | 4246789 | 11.6 | Solar |  |  | Active Application | Protected Data | Protected Data |  |  | Residential | Solar* Rewards | 2020 |  | n/a
Xcel Energy | 85 | 13781 | IOU | 4247588 | 1000 | Solar |  |  | Active Application | Protected Data | Protected Data | HAD | HAD021 | Community Solar Garden | Solar* Rewards Community | 2020 |  | n/a
Xcel Energy | 85 | 13781 | IOU | 4247590 | 1000 | Solar |  |  | Active Application | Protected Data | Protected Data | HAD | HAD021 | Community Solar Garden | Solar* Rewards Community | 2020 |  | n/a
Xcel Energy | 85 | 13781 | IOU | 4248073 | 2.32 | Solar |  |  | Active Application | Protected Data | Protected Data |  |  | Residential | Solar* Rewards | 2020 |  | n/a
Xcel Energy | 85 | 13781 | IOU | 4248187 | 7.616 | Solar |  |  | Active Application | Protected Data | Protected Data |  |  | Residential | Solar* Rewards | 2020 |  | n/a
Xcel Energy | 85 | 13781 | IOU | 4248647 | 4.384 | Solar |  |  | Active Application | Protected Data | Protected Data |  |  | Residential | Solar* Rewards | 2020 |  | n/a
Xcel Energy | 85 | 13781 | IOU | 4248957 | 733.3 | Solar |  |  | Active Application | Protected Data | Protected Data |  |  | Commercial | Solar* Rewards | 2020 |  | n/a
Xcel Energy | 85 | 13781 | IOU | 4249303 | 12.65 | Solar |  |  | Active Application | Protected Data | Protected Data |  |  | Residential | Solar* Rewards | 2020 |  | n/a
Xcel Energy | 85 | 13781 | IOU | 4249499 | 4.64 | Solar |  |  | Active Application | Protected Data | Protected Data |  |  | Residential | Solar* Rewards | 2020 |  | n/a
Xcel Energy | 85 | 13781 | IOU | 4250665 | 100 | Solar |  |  | Active Application | Protected Data | Protected Data |  |  | Commercial | Solar* Rewards | 2020 |  | n/a
Xcel Energy | 85 | 13781 | IOU | 4250979 | 5.054 | Solar |  |  | Active Application | Protected Data | Protected Data |  |  | Residential | Solar* Rewards | 2020 |  | n/a
Xcel Energy | 85 | 13781 | IOU | 4251392 | 5.51 | Solar |  |  | Active Application | Protected Data | Protected Data |  |  | Residential | Solar* Rewards | 2020 |  | n/a
Xcel Energy | 85 | 13781 | IOU | 4253975 | 8.376 | Solar |  |  | Active Application | Protected Data | Protected Data |  |  | Residential | Solar* Rewards | 2020 |  | n/a
Xcel Energy | 85 | 13781 | IOU | 4254341 | 210 | Solar |  |  | Active Application | Protected Data | Protected Data |  |  | Commercial | Solar* Rewards | 2020 |  | n/a
Xcel Energy | 85 | 13781 | IOU | 4254568 | 7.616 | Solar |  |  | Active Application | Protected Data | Protected Data |  |  | Residential | Solar* Rewards | 2020 |  | n/a
Xcel Energy | 85 | 13781 | IOU | 4254858 | 5.22 | Solar |  |  | Active Application | Protected Data | Protected Data |  |  | Residential | Solar* Rewards | 2020 |  | n/a
Xcel Energy | 85 | 13781 | IOU | 4255023 | 4.384 | Solar |  |  | Active Application | Protected Data | Protected Data |  |  | Residential | Solar* Rewards | 2020 |  | n/a
Xcel Energy | 85 | 13781 | IOU | 4256797 | 7.25 | Solar |  |  | Active Application | Protected Data | Protected Data |  |  | Residential | Solar* Rewards | 2020 |  | n/a
Xcel Energy | 85 | 13781 | IOU | 4256839 | 37.598 | Solar |  |  | Active Application | Protected Data | Protected Data |  |  | Commercial | Solar* Rewards | 2020 |  | n/a
Xcel Energy | 85 | 13781 | IOU | 4256885 | 1000 | Solar |  |  | Active Application | Protected Data | Protected Data | HUG | HUG321 | Community Solar Garden | Solar* Rewards Community | 2020 |  | n/a
Xcel Energy | 85 | 13781 | IOU | 4257164 | 8.41 | Solar |  |  | Active Application | Protected Data | Protected Data |  |  | Residential | Solar* Rewards | 2020 |  | n/a
Xcel Energy | 85 | 13781 | IOU | 4257550 | 4.95 | Solar |  |  | Active Application | Protected Data | Protected Data |  |  | Residential | Solar* Rewards | 2020 |  | n/a
Xcel Energy | 85 | 13781 | IOU | 4257840 | 7.672 | Solar |  |  | Active Application | Protected Data | Protected Data |  |  | Residential | Solar* Rewards | 2020 |  | n/a
Xcel Energy | 85 | 13781 | IOU | 4257852 | 14.3 | Solar |  |  | Active Application | Protected Data | Protected Data |  |  | Residential | Solar* Rewards | 2020 |  | n/a
Xcel Energy | 85 | 13781 | IOU | 4257870 | 0 | Solar |  |  | Active Application | Protected Data | Protected Data |  |  | Residential | Solar* Rewards | 2020 |  | n/a
Xcel Energy | 85 | 13781 | IOU | 4257914 | 19.988 | Solar |  |  | Active Application | Protected Data | Protected Data |  |  | Residential | Solar* Rewards | 2020 |  | n/a
Xcel Energy | 85 | 13781 | IOU | 4257916 | 7.616 | Solar |  |  | Active Application | Protected Data | Protected Data |  |  | Residential | Solar* Rewards | 2020 |  | n/a
Xcel Energy | 85 | 13781 | IOU | 4257919 | 7.54 | Solar |  |  | Active Application | Protected Data | Protected Data |  |  | Residential | Solar* Rewards | 2020 |  | n/a
Xcel Energy | 85 | 13781 | IOU | 4257984 | 6.028 | Solar |  |  | Active Application | Protected Data | Protected Data |  |  | Residential | Solar* Rewards | 2020 |  | n/a
Xcel Energy | 85 | 13781 | IOU | 4258445 | 10.15 | Solar |  |  | Active Application | Protected Data | Protected Data |  |  | Residential | Solar* Rewards | 2020 |  | n/a
Xcel Energy | 85 | 13781 | IOU | 4258533 | 0 | Solar |  |  | Active Application | Protected Data | Protected Data |  |  | Residential | Solar* Rewards | 2020 |  | n/a
Xcel Energy | 85 | 13781 | IOU | 4259344 | 5.76 | Solar |  |  | Active Application | Protected Data | Protected Data |  |  | Residential | Solar* Rewards | 2020 |  | n/a
Xcel Energy | 85 | 13781 | IOU | 4259351 | 0 | Solar |  |  | Active Application | Protected Data | Protected Data |  |  | Residential | Solar* Rewards | 2020 |  | n/a
Xcel Energy | 85 | 13781 | IOU | 4259371 | 7.68 | Solar |  |  | Active Application | Protected Data | Protected Data |  |  | Residential | Solar* Rewards | 2020 |  | n/a
Xcel Energy | 85 | 13781 | IOU | 4259641 | 6.38 | Solar |  |  | Active Application | Protected Data | Protected Data |  |  | Residential | Solar* Rewards | 2020 |  | n/a
Xcel Energy | 85 | 13781 | IOU | 4259867 | 9.423 | Solar |  |  | Active Application | Protected Data | Protected Data |  |  | Residential | Solar* Rewards | 2020 |  | n/a
Xcel Energy | 85 | 13781 | IOU | 4259900 | 0 | Solar |  |  | Active Application | Protected Data | Protected Data |  |  | Residential | Solar* Rewards | 2020 |  | n/a
Xcel Energy | 85 | 13781 | IOU | 4259908 | 4.384 | Solar |  |  | Active Application | Protected Data | Protected Data |  |  | Residential | Solar* Rewards | 2020 |  | n/a
Xcel Energy | 85 | 13781 | IOU | 4259953 | 11.508 | Solar |  |  | Active Application | Protected Data | Protected Data |  |  | Residential | Solar* Rewards | 2020 |  | n/a
Xcel Energy | 85 | 13781 | IOU | 4259959 | 6.576 | Solar |  |  | Active Application | Protected Data | Protected Data |  |  | Residential | Solar* Rewards | 2020 |  | n/a
Xcel Energy | 85 | 13781 | IOU | 4260096 | 5.51 | Solar |  |  | Active Application | Protected Data | Protected Data |  |  | Residential | Solar* Rewards | 2020 |  | n/a
Xcel Energy | 85 | 13781 | IOU | 4260113 | 4.35 | Solar |  |  | Active Application | Protected Data | Protected Data |  |  | Residential | Solar* Rewards | 2020 |  | n/a
Xcel Energy | 85 | 13781 | IOU | 4260215 | 7.92 | Solar |  |  | Active Application | Protected Data | Protected Data |  |  | Residential | Solar* Rewards | 2020 |  | n/a
Xcel Energy | 85 | 13781 | IOU | 4260305 | 39.998 | Solar |  |  | Active Application | Protected Data | Protected Data |  |  | Commercial | Solar* Rewards | 2020 |  | n/a
Xcel Energy | 85 | 13781 | IOU | 4260579 | 7.83 | Solar |  |  | Active Application | Protected Data | Protected Data |  |  | Residential | Solar* Rewards | 2020 |  | n/a
Xcel Energy | 85 | 13781 | IOU | 4260648 | 5.22 | Solar |  |  | Active Application | Protected Data | Protected Data |  |  | Residential | Solar* Rewards | 2020 |  | n/a
Xcel Energy | 85 | 13781 | IOU | 4260795 | 6.38 | Solar |  |  | Active Application | Protected Data | Protected Data |  |  | Residential | Solar* Rewards | 2020 |  | n/a
Xcel Energy | 85 | 13781 | IOU | 4260839 | 15.66 | Solar |  |  | Active Application | Protected Data | Protected Data |  |  | Residential | Solar* Rewards | 2020 |  | n/a
Xcel Energy | 85 | 13781 | IOU | 4260842 | 25.23 | Solar |  |  | Active Application | Protected Data | Protected Data |  |  | Residential | Solar* Rewards | 2020 |  | n/a
Xcel Energy | 85 | 13781 | IOU | 4260846 | 0 | Solar |  |  | Active Application | Protected Data | Protected Data |  |  | Residential | Solar* Rewards | 2020 |  | n/a
Xcel Energy | 85 | 13781 | IOU | 4261311 | 2.962 | Solar |  |  | Active Application | Protected Data | Protected Data |  |  | Residential | Solar* Rewards | 2020 |  | n/a
Xcel Energy | 85 | 13781 | IOU | 4261327 | 0 | Solar |  |  | Active Application | Protected Data | Protected Data |  |  | Residential | Solar* Rewards | 2020 |  | n/a
Xcel Energy | 85 | 13781 | IOU | 4261343 | 6.576 | Solar |  |  | Active Application | Protected Data | Protected Data |  |  | Residential | Solar* Rewards | 2020 |  | n/a
Xcel Energy | 85 | 13781 | IOU | 4261348 | 0 | Solar |  |  | Active Application | Protected Data | Protected Data |  |  | Residential | Solar* Rewards | 2020 |  | n/a
Xcel Energy | 85 | 13781 | IOU | 4261358 | 9.864 | Solar |  |  | Active Application | Protected Data | Protected Data |  |  | Residential | Solar* Rewards | 2020 |  | n/a
Xcel Energy | 85 | 13781 | IOU | 4261448 | 5 | Solar |  |  | Active Application | Protected Data | Protected Data |  |  | Residential | Solar* Rewards | 2020 |  | n/a
Xcel Energy | 85 | 13781 | IOU | 4261858 | 39.998 | Solar |  |  | Active Application | Protected Data | Protected Data |  |  | Commercial | Solar* Rewards | 2020 |  | n/a
Xcel Energy | 85 | 13781 | IOU | 4261946 | 39.998 | Solar |  |  | Active Application | Protected Data | Protected Data |  |  | Commercial | Solar* Rewards | 2020 |  | n/a
Xcel Energy | 85 | 13781 | IOU | 4261962 | 39.998 | Solar |  |  | Active Application | Protected Data | Protected Data |  |  | Commercial | Solar* Rewards | 2020 |  | n/a
Xcel Energy | 85 | 13781 | IOU | 4262274 | 4.64 | Solar |  |  | Active Application | Protected Data | Protected Data |  |  | Residential | Solar* Rewards | 2020 |  | n/a
Xcel Energy | 85 | 13781 | IOU | 4262513 | 39.998 | Solar |  |  | Active Application | Protected Data | Protected Data |  |  | Commercial | Solar* Rewards | 2020 |  | n/a
Xcel Energy | 85 | 13781 | IOU | 4262665 | 8.7 | Solar |  |  | Active Application | Protected Data | Protected Data |  |  | Residential | Solar* Rewards | 2020 |  | n/a
Xcel Energy | 85 | 13781 | IOU | 4262688 | 3.77 | Solar |  |  | Active Application | Protected Data | Protected Data |  |  | Residential | Solar* Rewards | 2020 |  | n/a
Xcel Energy | 85 | 13781 | IOU | 4262895 | 2.88 | Solar |  |  | Active Application | Protected Data | Protected Data |  |  | Residential | Solar* Rewards | 2020 |  | n/a
Xcel Energy | 85 | 13781 | IOU | 4262930 | 0 | Solar |  |  | Active Application | Protected Data | Protected Data |  |  | Residential | Solar* Rewards | 2020 |  | n/a
Xcel Energy | 85 | 13781 | IOU | 4262955 | 7.7 | Solar |  |  | Active Application | Protected Data | Protected Data |  |  | Residential | Solar* Rewards | 2020 |  | n/a
Xcel Energy | 85 | 13781 | IOU | 4262963 | 8.22 | Solar |  |  | Active Application | Protected Data | Protected Data |  |  | Residential | Solar* Rewards | 2020 |  | n/a
Xcel Energy | 85 | 13781 | IOU | 4263238 | 0 | Solar |  |  | Active Application | Protected Data | Protected Data |  |  | Residential | Solar* Rewards | 2020 |  | n/a
Xcel Energy | 85 | 13781 | IOU | 4263274 | 6.67 | Solar |  |  | Active Application | Protected Data | Protected Data |  |  | Residential | Solar* Rewards | 2020 |  | n/a
Xcel Energy | 85 | 13781 | IOU | 4263882 | 11.39 | Solar |  |  | Active Application | Protected Data | Protected Data |  |  | Residential | Solar* Rewards | 2020 |  | n/a
Xcel Energy | 85 | 13781 | IOU | 4264996 | 7.616 | Solar |  |  | Active Application | Protected Data | Protected Data |  |  | Residential | Solar* Rewards | 2020 |  | n/a
Xcel Energy | 85 | 13781 | IOU | 4264999 | 5.51 | Solar |  |  | Active Application | Protected Data | Protected Data |  |  | Residential | Solar* Rewards | 2020 |  | n/a
Xcel Energy | 85 | 13781 | IOU | 4265044 | 4.32 | Solar |  |  | Active Application | Protected Data | Protected Data |  |  | Residential | Solar* Rewards | 2020 |  | n/a
Xcel Energy | 85 | 13781 | IOU | 4265093 | 1.92 | Solar |  |  | Active Application | Protected Data | Protected Data |  |  | Residential | Solar* Rewards | 2020 |  | n/a
Xcel Energy | 85 | 13781 | IOU | 4265234 | 5.28 | Solar |  |  | Active Application | Protected Data | Protected Data |  |  | Residential | Solar* Rewards | 2020 |  | n/a
Xcel Energy | 85 | 13781 | IOU | 4265462 | 0 | Solar |  |  | Active Application | Protected Data | Protected Data |  |  | Residential | Solar* Rewards | 2020 |  | n/a
Xcel Energy | 85 | 13781 | IOU | 4266007 | 39.998 | Solar |  |  | Active Application | Protected Data | Protected Data |  |  | Commercial | Solar* Rewards | 2020 |  | n/a
Xcel Energy | 85 | 13781 | IOU | 4266031 | 11.39 | Solar |  |  | Active Application | Protected Data | Protected Data |  |  | Residential | Solar* Rewards | 2020 |  | n/a
Xcel Energy | 85 | 13781 | IOU | 4266035 | 8.7 | Solar |  |  | Active Application | Protected Data | Protected Data |  |  | Residential | Solar* Rewards | 2020 |  | n/a
Xcel Energy | 85 | 13781 | IOU | 4266046 | 17.45 | Solar |  |  | Active Application | Protected Data | Protected Data |  |  | Residential | Solar* Rewards | 2020 |  | n/a
Xcel Energy | 85 | 13781 | IOU | 4266056 | 3.747 | Solar |  |  | Active Application | Protected Data | Protected Data |  |  | Residential | Solar* Rewards | 2020 |  | n/a
Xcel Energy | 85 | 13781 | IOU | 4266070 | 7.616 | Solar |  |  | Active Application | Protected Data | Protected Data |  |  | Residential | Solar* Rewards | 2020 |  | n/a
Xcel Energy | 85 | 13781 | IOU | 4266071 | 39.998 | Solar |  |  | Active Application | Protected Data | Protected Data |  |  | Commercial | Solar* Rewards | 2020 |  | n/a
Xcel Energy | 85 | 13781 | IOU | 4266082 | 5.054 | Solar |  |  | Active Application | Protected Data | Protected Data |  |  | Residential | Solar* Rewards | 2020 |  | n/a
Xcel Energy | 85 | 13781 | IOU | 4266120 | 7.616 | Solar |  |  | Active Application | Protected Data | Protected Data |  |  | Residential | Solar* Rewards | 2020 |  | n/a
Xcel Energy | 85 | 13781 | IOU | 4266121 | 0 | Solar |  |  | Active Application | Protected Data | Protected Data |  |  | Residential | Solar* Rewards | 2020 |  | n/a
Xcel Energy | 85 | 13781 | IOU | 4266393 | 7.44 | Solar |  |  | Active Application | Protected Data | Protected Data |  |  | Residential | Solar* Rewards | 2020 |  | n/a
Xcel Energy | 85 | 13781 | IOU | 4266632 | 5.48 | Solar |  |  | Active Application | Protected Data | Protected Data |  |  | Residential | Solar* Rewards | 2020 |  | n/a
Xcel Energy | 85 | 13781 | IOU | 4266642 | 3.836 | Solar |  |  | Active Application | Protected Data | Protected Data |  |  | Residential | Solar* Rewards | 2020 |  | n/a
Xcel Energy | 85 | 13781 | IOU | 4266676 | 6.72 | Solar |  |  | Active Application | Protected Data | Protected Data |  |  | Residential | Solar* Rewards | 2020 |  | n/a
Xcel Energy | 85 | 13781 | IOU | 4266693 | 0 | Solar |  |  | Active Application | Protected Data | Protected Data |  |  | Residential | Solar* Rewards | 2020 |  | n/a
Xcel Energy | 85 | 13781 | IOU | 4266704 | 43.2 | Solar |  |  | Active Application | Protected Data | Protected Data |  |  | Commercial | Solar* Rewards | 2020 |  | n/a
Xcel Energy | 85 | 13781 | IOU | 4266721 | 8.768 | Solar |  |  | Active Application | Protected Data | Protected Data |  |  | Residential | Solar* Rewards | 2020 |  | n/a
Xcel Energy | 85 | 13781 | IOU | 4266759 | 6.028 | Solar |  |  | Active Application | Protected Data | Protected Data |  |  | Residential | Solar* Rewards | 2020 |  | n/a
Xcel Energy | 85 | 13781 | IOU | 4266774 | 0 | Solar |  |  | Active Application | Protected Data | Protected Data |  |  | Residential | Solar* Rewards | 2020 |  | n/a
Xcel Energy | 85 | 13781 | IOU | 4266892 | 5.054 | Solar |  |  | Active Application | Protected Data | Protected Data |  |  | Residential | Solar* Rewards | 2020 |  | n/a
Xcel Energy | 85 | 13781 | IOU | 4266915 | 0 | Solar |  |  | Active Application | Protected Data | Protected Data |  |  | Residential | Solar* Rewards | 2020 |  | n/a
Xcel Energy | 85 | 13781 | IOU | 4266921 | 6 | Solar |  |  | Active Application | Protected Data | Protected Data |  |  | Residential | Solar* Rewards | 2020 |  | n/a
Xcel Energy | 85 | 13781 | IOU | 4266958 | 7.616 | Solar |  |  | Active Application | Protected Data | Protected Data |  |  | Residential | Solar* Rewards | 2020 |  | n/a
Xcel Energy | 85 | 13781 | IOU | 4267235 | 5.054 | Solar |  |  | Active Application | Protected Data | Protected Data |  |  | Residential | Solar* Rewards | 2020 |  | n/a
Xcel Energy | 85 | 13781 | IOU | 4267285 | 3.747 | Solar |  |  | Active Application | Protected Data | Protected Data |  |  | Residential | Solar* Rewards | 2020 |  | n/a
Xcel Energy | 85 | 13781 | IOU | 4267308 | 0 | Solar |  |  | Active Application | Protected Data | Protected Data |  |  | Residential | Solar* Rewards | 2020 |  | n/a
Xcel Energy | 85 | 13781 | IOU | 4267338 | 3.747 | Solar |  |  | Active Application | Protected Data | Protected Data |  |  | Residential | Solar* Rewards | 2020 |  | n/a
Xcel Energy | 85 | 13781 | IOU | 4267369 | 3.747 | Solar |  |  | Active Application | Protected Data | Protected Data |  |  | Residential | Solar* Rewards | 2020 |  | n/a
Xcel Energy | 85 | 13781 | IOU | 4267505 | 6 | Solar |  |  | Active Application | Protected Data | Protected Data |  |  | Residential | Solar* Rewards | 2020 |  | n/a
Xcel Energy | 85 | 13781 | IOU | 4268183 | 3.36 | Solar |  |  | Active Application | Protected Data | Protected Data |  |  | Residential | Solar* Rewards | 2020 |  | n/a
Xcel Energy | 85 | 13781 | IOU | 4268187 | 3.288 | Solar |  |  | Active Application | Protected Data | Protected Data |  |  | Residential | Solar* Rewards | 2020 |  | n/a
Xcel Energy | 85 | 13781 | IOU | 4268355 | 0 | Solar |  |  | Active Application | Protected Data | Protected Data |  |  | Residential | Solar* Rewards | 2020 |  | n/a
Xcel Energy | 85 | 13781 | IOU | 4268594 | 14.995 | Solar |  |  | Active Application | Protected Data | Protected Data |  |  | Commercial | Solar* Rewards | 2020 |  | n/a
Xcel Energy | 85 | 13781 | IOU | 4268648 | 1.92 | Solar |  |  | Active Application | Protected Data | Protected Data |  |  | Residential | Solar* Rewards | 2020 |  | n/a
Xcel Energy | 85 | 13781 | IOU | 4268888 | 4.35 | Solar |  |  | Active Application | Protected Data | Protected Data |  |  | Residential | Solar* Rewards | 2020 |  | n/a
Xcel Energy | 85 | 13781 | IOU | 4268965 | 7.616 | Solar |  |  | Active Application | Protected Data | Protected Data |  |  | Residential | Solar* Rewards | 2020 |  | n/a
Xcel Energy | 85 | 13781 | IOU | 4269009 | 6 | Solar |  |  | Active Application | Protected Data | Protected Data |  |  | Residential | Solar* Rewards | 2020 |  | n/a
Xcel Energy | 85 | 13781 | IOU | 4269097 | 9.28 | Solar |  |  | Active Application | Protected Data | Protected Data |  |  | Residential | Solar* Rewards | 2020 |  | n/a
Xcel Energy | 85 | 13781 | IOU | 4269147 | 6.96 | Solar |  |  | Active Application | Protected Data | Protected Data |  |  | Commercial | Solar* Rewards | 2020 |  | n/a
Xcel Energy | 85 | 13781 | IOU | 4269160 | 10.15 | Solar |  |  | Active Application | Protected Data | Protected Data |  |  | Residential | Solar* Rewards | 2020 |  | n/a
Xcel Energy | 85 | 13781 | IOU | 4269166 | 6.38 | Solar |  |  | Active Application | Protected Data | Protected Data |  |  | Commercial | Solar* Rewards | 2020 |  | n/a
Xcel Energy | 85 | 13781 | IOU | 4269169 | 4.188 | Solar |  |  | Active Application | Protected Data | Protected Data |  |  | Residential | Solar* Rewards | 2020 |  | n/a
Xcel Energy | 85 | 13781 | IOU | 4269170 | 7.54 | Solar |  |  | Active Application | Protected Data | Protected Data |  |  | Residential | Solar* Rewards | 2020 |  | n/a
Xcel Energy | 85 | 13781 | IOU | 4271418 | 13.92 | Solar |  |  | Active Application | Protected Data | Protected Data |  |  | Commercial | Solar* Rewards | 2020 |  | n/a
Xcel Energy | 85 | 13781 | IOU | 4271605 | 7.83 | Solar |  |  | Active Application | Protected Data | Protected Data |  |  | Residential | Solar* Rewards | 2020 |  | n/a
Xcel Energy | 85 | 13781 | IOU | 4271616 | 6.09 | Solar |  |  | Active Application | Protected Data | Protected Data |  |  | Residential | Solar* Rewards | 2020 |  | n/a
Xcel Energy | 85 | 13781 | IOU | 4271663 | 5.51 | Solar |  |  | Active Application | Protected Data | Protected Data |  |  | Residential | Solar* Rewards | 2020 |  | n/a
Xcel Energy | 85 | 13781 | IOU | 4271813 | 5.22 | Solar |  |  | Active Application | Protected Data | Protected Data |  |  | Residential | Solar* Rewards | 2020 |  | n/a
Xcel Energy | 85 | 13781 | IOU | 4272278 | 9.994 | Solar |  |  | Active Application | Protected Data | Protected Data |  |  | Residential | Solar* Rewards | 2020 |  | n/a
Xcel Energy | 85 | 13781 | IOU | 4272717 | 0 | Solar |  |  | Active Application | Protected Data | Protected Data |  |  | Residential | Solar* Rewards | 2020 |  | n/a
Xcel Energy | 85 | 13781 | IOU | 4273011 | 7.54 | Solar |  |  | Active Application | Protected Data | Protected Data |  |  | Commercial | Solar* Rewards | 2020 |  | n/a
Xcel Energy | 85 | 13781 | IOU | 4273026 | 4.35 | Solar |  |  | Active Application | Protected Data | Protected Data |  |  | Residential | Solar* Rewards | 2020 |  | n/a
Xcel Energy | 85 | 13781 | IOU | 4273075 | 11.02 | Solar |  |  | Active Application | Protected Data | Protected Data |  |  | Residential | Solar* Rewards | 2020 |  | n/a
Xcel Energy | 85 | 13781 | IOU | 4273114 | 10.15 | Solar |  |  | Active Application | Protected Data | Protected Data |  |  | Residential | Solar* Rewards | 2020 |  | n/a
Xcel Energy | 85 | 13781 | IOU | 4273142 | 8.12 | Solar |  |  | Active Application | Protected Data | Protected Data |  |  | Residential | Solar* Rewards | 2020 |  | n/a
Xcel Energy | 85 | 13781 | IOU | 4273513 | 12.056 | Solar |  |  | Active Application | Protected Data | Protected Data |  |  | Residential | Solar* Rewards | 2020 |  | n/a
Xcel Energy | 85 | 13781 | IOU | 4273521 | 0 | Solar |  |  | Active Application | Protected Data | Protected Data |  |  | Residential | Solar* Rewards | 2020 |  | n/a
Xcel Energy | 85 | 13781 | IOU | 4273951 | 10 | Solar |  |  | Active Application | Protected Data | Protected Data |  |  | Residential | Solar* Rewards | 2020 |  | n/a
Xcel Energy | 85 | 13781 | IOU | 4274048 | 5.22 | Solar |  |  | Active Application | Protected Data | Protected Data |  |  | Residential | Solar* Rewards | 2020 |  | n/a
Xcel Energy | 85 | 13781 | IOU | 4274057 | 8.768 | Solar |  |  | Active Application | Protected Data | Protected Data |  |  | Residential | Solar* Rewards | 2020 |  | n/a
Xcel Energy | 85 | 13781 | IOU | 4274073 | 7.124 | Solar |  |  | Active Application | Protected Data | Protected Data |  |  | Residential | Solar* Rewards | 2020 |  | n/a
Xcel Energy | 85 | 13781 | IOU | 4274105 | 0 | Solar |  |  | Active Application | Protected Data | Protected Data |  |  | Residential | Solar* Rewards | 2020 |  | n/a
Xcel Energy | 85 | 13781 | IOU | 4274166 | 6 | Solar |  |  | Active Application | Protected Data | Protected Data |  |  | Residential | Solar* Rewards | 2020 |  | n/a
Xcel Energy | 85 | 13781 | IOU | 4274261 | 3.747 | Solar |  |  | Active Application | Protected Data | Protected Data |  |  | Residential | Solar* Rewards | 2020 |  | n/a
Xcel Energy | 85 | 13781 | IOU | 4274329 | 3.747 | Solar |  |  | Active Application | Protected Data | Protected Data |  |  | Residential | Solar* Rewards | 2020 |  | n/a
Xcel Energy | 85 | 13781 | IOU | 4274415 | 6 | Solar |  |  | Active Application | Protected Data | Protected Data |  |  | Residential | Solar* Rewards | 2020 |  | n/a
Xcel Energy | 85 | 13781 | IOU | 4274459 | 5 | Solar |  |  | Active Application | Protected Data | Protected Data |  |  | Residential | Solar* Rewards | 2020 |  | n/a
Xcel Energy | 85 | 13781 | IOU | 4274587 | 8.99 | Solar |  |  | Active Application | Protected Data | Protected Data |  |  | Residential | Solar* Rewards | 2020 |  | n/a
Xcel Energy | 85 | 13781 | IOU | 4274603 | 0 | Solar |  |  | Active Application | Protected Data | Protected Data |  |  | Residential | Solar* Rewards | 2020 |  | n/a
Xcel Energy | 85 | 13781 | IOU | 4274641 | 8.99 | Solar |  |  | Active Application | Protected Data | Protected Data |  |  | Residential | Solar* Rewards | 2020 |  | n/a
Xcel Energy | 85 | 13781 | IOU | 4274713 | 3.49 | Solar |  |  | Active Application | Protected Data | Protected Data |  |  | Residential | Solar* Rewards | 2020 |  | n/a
Xcel Energy | 85 | 13781 | IOU | 4274746 | 3.48 | Solar |  |  | Active Application | Protected Data | Protected Data |  |  | Residential | Solar* Rewards | 2020 |  | n/a
Xcel Energy | 85 | 13781 | IOU | 4275062 | 39.998 | Solar |  |  | Active Application | Protected Data | Protected Data |  |  | Commercial | Solar* Rewards | 2020 |  | n/a
Xcel Energy | 85 | 13781 | IOU | 4275079 | 39.998 | Solar |  |  | Active Application | Protected Data | Protected Data |  |  | Commercial | Solar* Rewards | 2020 |  | n/a
Xcel Energy | 85 | 13781 | IOU | 4275513 | 6 | Solar |  |  | Active Application | Protected Data | Protected Data |  |  | Residential | Solar* Rewards | 2020 |  | n/a
Xcel Energy | 85 | 13781 | IOU | 4275916 | 6 | Solar |  |  | Active Application | Protected Data | Protected Data |  |  | Residential | Solar* Rewards | 2020 |  | n/a
Xcel Energy | 85 | 13781 | IOU | 4275947 | 3.747 | Solar |  |  | Active Application | Protected Data | Protected Data |  |  | Residential | Solar* Rewards | 2020 |  | n/a
Xcel Energy | 85 | 13781 | IOU | 4275988 | 6 | Solar |  |  | Active Application | Protected Data | Protected Data |  |  | Residential | Solar* Rewards | 2020 |  | n/a
Xcel Energy | 85 | 13781 | IOU | 4276019 | 0 | Solar |  |  | Active Application | Protected Data | Protected Data |  |  | Residential | Solar* Rewards | 2020 |  | n/a
Xcel Energy | 85 | 13781 | IOU | 4276033 | 7.616 | Solar |  |  | Active Application | Protected Data | Protected Data |  |  | Residential | Solar* Rewards | 2020 |  | n/a
Xcel Energy | 85 | 13781 | IOU | 4276161 | 5.054 | Solar |  |  | Active Application | Protected Data | Protected Data |  |  | Residential | Solar* Rewards | 2020 |  | n/a
Xcel Energy | 85 | 13781 | IOU | 4276185 | 5.054 | Solar |  |  | Active Application | Protected Data | Protected Data |  |  | Residential | Solar* Rewards | 2020 |  | n/a
Xcel Energy | 85 | 13781 | IOU | 4276252 | 3.747 | Solar |  |  | Active Application | Protected Data | Protected Data |  |  | Residential | Solar* Rewards | 2020 |  | n/a
Xcel Energy | 85 | 13781 | IOU | 4276266 | 18 | Solar |  |  | Active Application | Protected Data | Protected Data |  |  | Commercial | Solar* Rewards | 2020 |  | n/a
Xcel Energy | 85 | 13781 | IOU | 4276344 | 0 | Solar |  |  | Active Application | Protected Data | Protected Data |  |  | Residential | Solar* Rewards | 2020 |  | n/a
Xcel Energy | 85 | 13781 | IOU | 4276358 | 5.054 | Solar |  |  | Active Application | Protected Data | Protected Data |  |  | Residential | Solar* Rewards | 2020 |  | n/a
Xcel Energy | 85 | 13781 | IOU | 4276375 | 0 | Solar |  |  | Active Application | Protected Data | Protected Data |  |  | Commercial | Solar* Rewards | 2020 |  | n/a
Xcel Energy | 85 | 13781 | IOU | 4276377 | 3.747 | Solar |  |  | Active Application | Protected Data | Protected Data |  |  | Residential | Solar* Rewards | 2020 |  | n/a
Xcel Energy | 85 | 13781 | IOU | 4276443 | 0 | Solar |  |  | Active Application | Protected Data | Protected Data |  |  | Commercial | Solar* Rewards | 2020 |  | n/a
Xcel Energy | 85 | 13781 | IOU | 4276601 | 1000 | Solar |  |  | Active Application | Protected Data | Protected Data | KAN | KAN031 | Community Solar Garden | Solar* Rewards Community | 2020 |  | n/a
Xcel Energy | 85 | 13781 | IOU | 4276625 | 1000 | Solar |  |  | Active Application | Protected Data | Protected Data | LAY | LAY061 | Community Solar Garden | Solar* Rewards Community | 2020 |  | n/a
Xcel Energy | 85 | 13781 | IOU | 4277583 | 3.747 | Solar |  |  | Active Application | Protected Data | Protected Data |  |  | Residential | Solar* Rewards | 2020 |  | n/a
Xcel Energy | 85 | 13781 | IOU | 4277608 | 5.054 | Solar |  |  | Active Application | Protected Data | Protected Data |  |  | Residential | Solar* Rewards | 2020 |  | n/a
Xcel Energy | 85 | 13781 | IOU | SRC052839 | 830 | Solar |  |  | Active Application | Protected Data | Protected Data | MTW | MTW021 | Community Solar Garden | Solar* Rewards Community | 2018 |  | n/a
Xcel Energy | 85 | 13781 | IOU | SRC061101 | 780 | Solar |  |  | Active Application | Protected Data | Protected Data | DOC | DOC211 | Community Solar Garden | Solar* Rewards Community | 2017 |  | n/a
Xcel Energy | 85 | 13781 | IOU | SRC062821 | 427 | Solar |  |  | Active Application | Protected Data | Protected Data | LSP | LSP022 | Community Solar Garden | Solar* Rewards Community | 2018 |  | n/a
Xcel Energy | 85 | 13781 | IOU | SRC063636 | 860 | Solar |  |  | Active Application | Protected Data | Protected Data | MGN | MGN211 | Community Solar Garden | Solar* Rewards Community | 2018 |  | n/a
Xcel Energy | 85 | 13781 | IOU | SRC063638 | 860 | Solar |  |  | Active Application | Protected Data | Protected Data | MGN | MGN211 | Community Solar Garden | Solar* Rewards Community | 2018 |  | n/a
Xcel Energy | 85 | 13781 | IOU | SRC067634 | 860 | Solar |  |  | Active Application | Protected Data | Protected Data | SAK | SAK311 | Community Solar Garden | Solar* Rewards Community | 2018 |  | n/a
Xcel Energy | 85 | 13781 | IOU | SRC069893 | 480 | Solar |  |  | Active Application | Protected Data | Protected Data | DOC | DOC211 | Community Solar Garden | Solar* Rewards Community | 2018 |  | n/a
Xcel Energy | 85 | 13781 | IOU | SRC071405 | 700 | Solar |  |  | Active Application | Protected Data | Protected Data | WEF | WEF071 | Community Solar Garden | Solar* Rewards Community | 2019 |  | n/a
Xcel Energy | 85 | 13781 | IOU | SRC072362 | 324 | Solar |  |  | Active Application | Protected Data | Protected Data | MEI | MEI021 | Community Solar Garden | Solar* Rewards Community | 2019 |  | n/a
Xcel Energy | 85 | 13781 | IOU | SRC072571 | 730 | Solar |  |  | Active Application | Protected Data | Protected Data | DOC | DOC211 | Community Solar Garden | Solar* Rewards Community | 2019 |  | n/a
Xcel Energy | 85 | 13781 | IOU | SRC072910 | 770 | Solar |  |  | Active Application | Protected Data | Protected Data | MTV | MTV022 | Community Solar Garden | Solar* Rewards Community | 2019 |  | n/a
Xcel Energy | 85 | 13781 | IOU | SRC075891 | 960 | Solar |  |  | Active Application | Protected Data | Protected Data | GAY | GAY002 | Community Solar Garden | Solar* Rewards Community | 2019 |  | n/a
Xcel Energy | 85 | 13781 | IOU | SRC076613 | 453 | Solar |  |  | Active Application | Protected Data | Protected Data | DGC | DGC061 | Community Solar Garden | Solar* Rewards Community | 2019 |  | n/a
Xcel Energy | 85 | 13781 | IOU | 3129005 | 0 | Storage |  | X | Interconnected | Cottage Grove | Protected Data | Protected Data | Protected Data | Commercial | n/a | 2019 | 2020 | n/a
Xcel Energy | 85 | 13781 | IOU | 3129646 | 84 | Solar |  |  | Interconnected | Shoreview | Protected Data | Protected Data | Protected Data | Commercial | Solar* Rewards | 2019 | 2020 | n/a
Xcel Energy | 85 | 13781 | IOU | 3129647 | 40 | Solar |  |  | Interconnected | Bloomington | Protected Data | Protected Data | Protected Data | Commercial | Solar* Rewards | 2019 | 2020 | n/a
Xcel Energy | 85 | 13781 | IOU | 3129648 | 40 | Solar |  |  | Interconnected | Bloomington | Protected Data | Protected Data | Protected Data | Commercial | Solar* Rewards | 2019 | 2020 | n/a
Xcel Energy | 85 | 13781 | IOU | 3129650 | 12 | Solar |  |  | Interconnected | Eden Prairie | Protected Data | Protected Data | Protected Data | Residential | Solar* Rewards | 2019 | 2020 | n/a
Xcel Energy | 85 | 13781 | IOU | 3129652 | 39 | Solar |  |  | Interconnected | Minneapolis | Protected Data | Protected Data | Protected Data | Commercial | Solar* Rewards | 2019 | 2020 | n/a
Xcel Energy | 85 | 13781 | IOU | 3129655 | 11 | Solar |  |  | Interconnected | Saint Paul | Protected Data | Protected Data | Protected Data | Residential | Solar* Rewards | 2019 | 2020 | n/a
Xcel Energy | 85 | 13781 | IOU | 3129657 | 4 | Solar |  |  | Interconnected | Minneapolis | Protected Data | Protected Data | Protected Data | Commercial | Solar* Rewards | 2019 | 2020 | n/a
Xcel Energy | 85 | 13781 | IOU | 3129658 | 7 | Solar |  |  | Interconnected | Minneapolis | Protected Data | Protected Data | Protected Data | Commercial | Solar* Rewards | 2019 | 2020 | n/a
Xcel Energy | 85 | 13781 | IOU | 3129659 | 6 | Solar |  |  | Interconnected | Minneapolis | Protected Data | Protected Data | Protected Data | Commercial | Solar* Rewards | 2019 | 2020 | n/a
Xcel Energy | 85 | 13781 | IOU | 3129660 | 8 | Solar |  |  | Interconnected | Stacy | Protected Data | Protected Data | Protected Data | Residential | Solar* Rewards | 2019 | 2020 | n/a
Xcel Energy | 85 | 13781 | IOU | 3129661 | 107 | Solar |  |  | Interconnected | Saint Paul | Protected Data | Protected Data | Protected Data | Commercial | n/a | 2019 | 2020 | n/a
Xcel Energy | 85 | 13781 | IOU | 3129662 | 7 | Solar |  | X | Interconnected | Minneapolis | Protected Data | Protected Data | Protected Data | Residential | Solar* Rewards | 2019 | 2020 | n/a
Xcel Energy | 85 | 13781 | IOU | 3129663 | 4 | Solar |  |  | Interconnected | Minneapolis | Protected Data | Protected Data | Protected Data | Residential | Solar* Rewards | 2019 | 2020 | n/a
Xcel Energy | 85 | 13781 | IOU | 3129664 | 7 | Solar |  |  | Interconnected | Chanhassen | Protected Data | Protected Data | Protected Data | Residential | Solar* Rewards | 2019 | 2020 | n/a
Xcel Energy | 85 | 13781 | IOU | 3129665 | 7 | Solar |  |  | Interconnected | Lindstrom | Protected Data | Protected Data | Protected Data | Residential | Solar* Rewards | 2019 | 2020 | n/a
Xcel Energy | 85 | 13781 | IOU | 3129666 | 10 | Solar |  |  | Interconnected | Saint Paul | Protected Data | Protected Data | Protected Data | Residential | Solar* Rewards | 2019 | 2020 | n/a
Xcel Energy | 85 | 13781 | IOU | 3129668 | 7 | Solar |  |  | Interconnected | Brooklyn Park | Protected Data | Protected Data | Protected Data | Residential | Solar* Rewards | 2019 | 2020 | n/a
Xcel Energy | 85 | 13781 | IOU | 3129669 | 12 | Solar |  |  | Interconnected | Minneapolis | Protected Data | Protected Data | Protected Data | Residential | Solar* Rewards | 2019 | 2020 | n/a
Xcel Energy | 85 | 13781 | IOU | 3129670 | 10 | Solar |  |  | Interconnected | New Prague | Protected Data | Protected Data | Protected Data | Residential | Solar* Rewards | 2019 | 2020 | n/a
Xcel Energy | 85 | 13781 | IOU | 3129671 | 6 | Solar |  |  | Interconnected | Minnetonka | Protected Data | Protected Data | Protected Data | Residential | Solar* Rewards | 2019 | 2020 | n/a
Xcel Energy | 85 | 13781 | IOU | 3129674 | 1 | Solar |  | X | Interconnected | Minneapolis | Protected Data | Protected Data | Protected Data | Residential | Solar* Rewards | 2019 | 2020 | n/a
Xcel Energy | 85 | 13781 | IOU | 3129676 | 20 | Solar |  |  | Interconnected | Excelsior | Protected Data | Protected Data | Protected Data | Commercial | Solar* Rewards | 2019 | 2020 | n/a
Xcel Energy | 85 | 13781 | IOU | 3129679 | 46 | Solar |  |  | Interconnected | Saint Paul | Protected Data | Protected Data | Protected Data | Commercial | n/a | 2019 | 2020 | n/a
Xcel Energy | 85 | 13781 | IOU | 3129680 | 20 | Solar |  |  | Interconnected | Saint Paul Park | Protected Data | Protected Data | Protected Data | Residential | Solar* Rewards | 2019 | 2020 | n/a
Xcel Energy | 85 | 13781 | IOU | 3129682 | 16 | Solar |  |  | Interconnected | Inver Grove Heights | Protected Data | Protected Data | Protected Data | Residential | Solar* Rewards | 2019 | 2020 | n/a
Xcel Energy | 85 | 13781 | IOU | 3129683 | 12 | Solar |  |  | Interconnected | Coon Rapids | Protected Data | Protected Data | Protected Data | Residential | Solar* Rewards | 2019 | 2020 | n/a
Xcel Energy | 85 | 13781 | IOU | 3129684 | 5 | Solar |  |  | Interconnected | Faribault | Protected Data | Protected Data | Protected Data | Residential | Solar* Rewards | 2019 | 2020 | n/a
Xcel Energy | 85 | 13781 | IOU | 3129685 | 7 | Solar |  |  | Interconnected | Crystal | Protected Data | Protected Data | Protected Data | Commercial | Solar* Rewards | 2019 | 2020 | n/a
Xcel Energy | 85 | 13781 | IOU | 3129719 | 6 | Solar |  | X | Interconnected | Edina | Protected Data | Protected Data | Protected Data | Residential | Solar* Rewards | 2019 | 2020 | n/a
Xcel Energy | 85 | 13781 | IOU | 3129722 | 19 | Solar |  |  | Interconnected | Saint Paul | Protected Data | Protected Data | Protected Data | Commercial | Solar* Rewards | 2019 | 2020 | n/a
Xcel Energy | 85 | 13781 | IOU | 3129725 | 40 | Solar |  |  | Interconnected | Minneapolis | Protected Data | Protected Data | Protected Data | Commercial | Solar* Rewards | 2019 | 2020 | n/a
Xcel Energy | 85 | 13781 | IOU | 3129726 | 9 | Solar |  |  | Interconnected | Plymouth | Protected Data | Protected Data | Protected Data | Residential | Solar* Rewards | 2019 | 2020 | n/a
Xcel Energy | 85 | 13781 | IOU | 3129727 | 7 | Solar |  |  | Interconnected | Saint Paul | Protected Data | Protected Data | Protected Data | Residential | Solar* Rewards | 2019 | 2020 | n/a
Xcel Energy | 85 | 13781 | IOU | 3129728 | 147 | Solar |  |  | Interconnected | Vadnais Heights | Protected Data | Protected Data | Protected Data | Commercial | Solar* Rewards | 2019 | 2020 | n/a
Xcel Energy | 85 | 13781 | IOU | 3129729 | 6 | Solar |  |  | Interconnected | Saint Paul | Protected Data | Protected Data | Protected Data | Residential | Solar* Rewards | 2019 | 2020 | n/a
Xcel Energy | 85 | 13781 | IOU | 3129730 | 15 | Solar |  |  | Interconnected | Roseville | Protected Data | Protected Data | Protected Data | Residential | Solar* Rewards | 2019 | 2020 | n/a
Xcel Energy | 85 | 13781 | IOU | 3129732 | 25 | Solar |  |  | Interconnected | Saint Paul | Protected Data | Protected Data | Protected Data | Commercial | Solar* Rewards | 2019 | 2020 | n/a
Xcel Energy | 85 | 13781 | IOU | 3129733 | 40 | Solar |  |  | Interconnected | Inver Grove Heights | Protected Data | Protected Data | Protected Data | Residential | Solar* Rewards | 2019 | 2020 | n/a
Xcel Energy | 85 | 13781 | IOU | 3129734 | 13 | Solar |  |  | Interconnected | West Concord | Protected Data | Protected Data | Protected Data | Residential | Solar* Rewards | 2019 | 2020 | n/a
Xcel Energy | 85 | 13781 | IOU | 3129736 | 9 | Solar |  |  | Interconnected | Scandia | Protected Data | Protected Data | Protected Data | Residential | Solar* Rewards | 2019 | 2020 | n/a
Xcel Energy | 85 | 13781 | IOU | 3129738 | 133 | Solar |  |  | Interconnected | New Brighton | Protected Data | Protected Data | Protected Data | Commercial | n/a | 2019 | 2020 | n/a
Xcel Energy | 85 | 13781 | IOU | 3129739 | 7 | Solar |  |  | Interconnected | Excelsior | Protected Data | Protected Data | Protected Data | Residential | Solar* Rewards | 2019 | 2020 | n/a
Xcel Energy | 85 | 13781 | IOU | 3129740 | 40 | Solar |  |  | Interconnected | New Brighton | Protected Data | Protected Data | Protected Data | Commercial | Solar* Rewards | 2019 | 2020 | n/a
Xcel Energy | 85 | 13781 | IOU | 3129744 | 4 | Solar |  |  | Interconnected | Saint Paul | Protected Data | Protected Data | Protected Data | Residential | Solar* Rewards | 2019 | 2020 | n/a
Xcel Energy | 85 | 13781 | IOU | 3129745 | 6 | Solar |  |  | Interconnected | Red Wing | Protected Data | Protected Data | Protected Data | Residential | Solar* Rewards | 2019 | 2020 | n/a
Xcel Energy | 85 | 13781 | IOU | 3129760 | 39 | Solar |  |  | Interconnected | Morton | Protected Data | Protected Data | Protected Data | Commercial | n/a | 2014 | 2017 | n/a
Xcel Energy | 85 | 13781 | IOU | 3129775 | 18 | Solar |  |  | Interconnected | Minneapolis | Protected Data | Protected Data | Protected Data | Commercial | n/a | 2015 | 2017 | n/a
Xcel Energy | 85 | 13781 | IOU | 3129777 | 5 | Solar |  |  | Interconnected | Saint Paul | Protected Data | Protected Data | Protected Data | Residential | n/a | 2015 | 2017 | n/a
Xcel Energy | 85 | 13781 | IOU | 3129785 | 19 | Wind |  |  | Interconnected | Jordan | Protected Data | Protected Data | Protected Data | Residential | n/a | 2015 | 2017 | n/a
Xcel Energy | 85 | 13781 | IOU | 3129786 | 40 | Solar |  |  | Interconnected | Watertown | Protected Data | Protected Data | Protected Data | Commercial | n/a | 2015 | 2017 | n/a
Xcel Energy | 85 | 13781 | IOU | 3129787 | 10 | Solar |  |  | Interconnected | Mankato | Protected Data | Protected Data | Protected Data | Commercial | n/a | 2015 | 2017 | n/a
Xcel Energy | 85 | 13781 | IOU | 3129788 | 38 | Solar |  |  | Interconnected | Northfield | Protected Data | Protected Data | Protected Data | Commercial | n/a | 2015 | 2017 | n/a
Xcel Energy | 85 | 13781 | IOU | 3129789 | 3 | Solar |  |  | Interconnected | Cold Spring | Protected Data | Protected Data | Protected Data | Residential | n/a | 2015 | 2017 | n/a
Xcel Energy | 85 | 13781 | IOU | 3129790 | 86 | Solar |  |  | Interconnected | Saint Paul | Protected Data | Protected Data | Protected Data | Commercial | n/a | 2016 | 2017 | n/a
Xcel Energy | 85 | 13781 | IOU | 3129791 | 185 | Solar |  |  | Interconnected | Saint Paul | Protected Data | Protected Data | Protected Data | Commercial | n/a | 2015 | 2017 | n/a
Xcel Energy | 85 | 13781 | IOU | 3129792 | 700 | Solar |  |  | Interconnected | Saint Paul | Protected Data | Protected Data | Protected Data | Commercial | n/a | 2016 | 2017 | n/a
Xcel Energy | 85 | 13781 | IOU | 3129793 | 5 | Solar |  |  | Interconnected | Pine Island | Protected Data | Protected Data | Protected Data | Residential | n/a | 2016 | 2017 | n/a
Xcel Energy | 85 | 13781 | IOU | 3129795 | 7 | Solar |  |  | Interconnected | Mankato | Protected Data | Protected Data | Protected Data | Residential | n/a | 2016 | 2017 | n/a
Xcel Energy | 85 | 13781 | IOU | 3129796 | 32 | Solar |  |  | Interconnected | Saint Paul | Protected Data | Protected Data | Protected Data | Commercial | n/a | 2016 | 2017 | n/a
Xcel Energy | 85 | 13781 | IOU | 3129799 | 40 | Solar |  |  | Interconnected | Avon | Protected Data | Protected Data | Protected Data | Commercial | n/a | 2016 | 2017 | n/a
Xcel Energy | 85 | 13781 | IOU | 3129802 | 8 | Solar |  |  | Interconnected |  | Protected Data | Protected Data | Protected Data | Commercial | n/a | 2016 | 2017 | n/a
Xcel Energy | 85 | 13781 | IOU | 3129806 | 110 | Solar |  |  | Interconnected | Eden Prairie | Protected Data | Protected Data | Protected Data | Commercial | n/a | 2017 | 2018 | n/a
Xcel Energy | 85 | 13781 | IOU | 3129807 | 2 | Solar |  |  | Interconnected | La Crescent | Protected Data | Protected Data | Protected Data | Residential | n/a | 2017 | 2018 | n/a
Xcel Energy | 85 | 13781 | IOU | 3130150 | 307 | Solar |  |  | Interconnected | Saint Cloud | Protected Data | Protected Data | Protected Data | Commercial | Solar* Rewards | 2019 | 2020 | n/a
Xcel Energy | 85 | 13781 | IOU | 3130151 | 7 | Solar |  |  | Interconnected | Bloomington | Protected Data | Protected Data | Protected Data | Residential | Solar* Rewards | 2019 | 2020 | n/a
Xcel Energy | 85 | 13781 | IOU | 3130152 | 10 | Solar |  |  | Interconnected | Winona | Protected Data | Protected Data | Protected Data | Residential | Solar* Rewards | 2019 | 2020 | n/a
Xcel Energy | 85 | 13781 | IOU | 3130154 | 6 | Solar |  |  | Interconnected | Saint Anthony | Protected Data | Protected Data | Protected Data | Residential | Solar* Rewards | 2019 | 2020 | n/a
Xcel Energy | 85 | 13781 | IOU | 3130155 | 11 | Solar |  |  | Interconnected | Minneapolis | Protected Data | Protected Data | Protected Data | Residential | Solar* Rewards | 2019 | 2020 | n/a
Xcel Energy | 85 | 13781 | IOU | 3130156 | 12 | Solar |  |  | Interconnected | Minneapolis | Protected Data | Protected Data | Protected Data | Residential | Solar* Rewards | 2019 | 2020 | n/a
Xcel Energy | 85 | 13781 | IOU | 3130157 | 7 | Solar |  |  | Interconnected | Woodbury | Protected Data | Protected Data | Protected Data | Residential | Solar* Rewards | 2019 | 2020 | n/a
Xcel Energy | 85 | 13781 | IOU | 3130158 | 10 | Solar |  |  | Interconnected | Richfield | Protected Data | Protected Data | Protected Data | Residential | Solar* Rewards | 2019 | 2020 | n/a
Xcel Energy | 85 | 13781 | IOU | 3130159 | 4 | Solar |  |  | Interconnected | Minneapolis | Protected Data | Protected Data | Protected Data | Residential | Solar* Rewards | 2019 | 2020 | n/a
Xcel Energy | 85 | 13781 | IOU | 3130160 | 6 | Solar |  |  | Interconnected | Cottage Grove | Protected Data | Protected Data | Protected Data | Residential | Solar* Rewards | 2019 | 2020 | n/a
Xcel Energy | 85 | 13781 | IOU | 3130162 | 9 | Solar |  |  | Interconnected | Saint Paul | Protected Data | Protected Data | Protected Data | Residential | Solar* Rewards | 2019 | 2020 | n/a
Xcel Energy | 85 | 13781 | IOU | 3130163 | 6 | Solar |  |  | Interconnected | New Hope | Protected Data | Protected Data | Protected Data | Residential | Solar* Rewards | 2019 | 2020 | n/a
Xcel Energy | 85 | 13781 | IOU | 3130164 | 4 | Solar |  |  | Interconnected | Minneapolis | Protected Data | Protected Data | Protected Data | Residential | Solar* Rewards | 2019 | 2020 | n/a
Xcel Energy | 85 | 13781 | IOU | 3130165 | 6 | Solar |  |  | Interconnected | Minneapolis | Protected Data | Protected Data | Protected Data | Residential | Solar* Rewards | 2019 | 2020 | n/a
Xcel Energy | 85 | 13781 | IOU | 3130168 | 5 | Solar |  |  | Interconnected | Woodbury | Protected Data | Protected Data | Protected Data | Residential | Solar* Rewards | 2019 | 2020 | n/a
Xcel Energy | 85 | 13781 | IOU | 3130169 | 6 | Solar |  |  | Interconnected | Eden Prairie | Protected Data | Protected Data | Protected Data | Residential | Solar* Rewards | 2019 | 2020 | n/a
Xcel Energy | 85 | 13781 | IOU | 3130170 | 4 | Solar |  |  | Interconnected | Lino Lakes | Protected Data | Protected Data | Protected Data | Residential | Solar* Rewards | 2019 | 2020 | n/a
Xcel Energy | 85 | 13781 | IOU | 3130171 | 7 | Solar |  |  | Interconnected | Minneapolis | Protected Data | Protected Data | Protected Data | Residential | Solar* Rewards | 2019 | 2020 | n/a
Xcel Energy | 85 | 13781 | IOU | 3130172 | 4 | Solar |  |  | Interconnected | Minneapolis | Protected Data | Protected Data | Protected Data | Residential | Solar* Rewards | 2019 | 2020 | n/a
Xcel Energy | 85 | 13781 | IOU | 3130173 | 12 | Solar |  |  | Interconnected | Minneapolis | Protected Data | Protected Data | Protected Data | Residential | Solar* Rewards | 2019 | 2020 | n/a
Xcel Energy | 85 | 13781 | IOU | 3130174 | 8 | Solar |  |  | Interconnected | Eden Prairie | Protected Data | Protected Data | Protected Data | Residential | Solar* Rewards | 2019 | 2020 | n/a
Xcel Energy | 85 | 13781 | IOU | 3130176 | 15 | Solar |  |  | Interconnected | Mendota Heights | Protected Data | Protected Data | Protected Data | Residential | Solar* Rewards | 2019 | 2020 | n/a
Xcel Energy | 85 | 13781 | IOU | 3130177 | 5 | Solar |  |  | Interconnected | Minneapolis | Protected Data | Protected Data | Protected Data | Residential | Solar* Rewards | 2019 | 2020 | n/a
Xcel Energy | 85 | 13781 | IOU | 3130178 | 5 | Solar |  |  | Interconnected | Minneapolis | Protected Data | Protected Data | Protected Data | Residential | Solar* Rewards | 2019 | 2020 | n/a
Xcel Energy | 85 | 13781 | IOU | 3130179 | 23 | Solar |  |  | Interconnected | Cannon Falls | Protected Data | Protected Data | Protected Data | Commercial | Solar* Rewards | 2019 | 2020 | n/a
Xcel Energy | 85 | 13781 | IOU | 3130180 | 17 | Solar |  |  | Interconnected | Minnetonka | Protected Data | Protected Data | Protected Data | Residential | Solar* Rewards | 2019 | 2020 | n/a
Xcel Energy | 85 | 13781 | IOU | 3130181 | 4 | Solar |  |  | Interconnected | Minneapolis | Protected Data | Protected Data | Protected Data | Residential | Solar* Rewards | 2019 | 2020 | n/a
Xcel Energy | 85 | 13781 | IOU | 3130182 | 8 | Solar |  |  | Interconnected | Minneapolis | Protected Data | Protected Data | Protected Data | Residential | Solar* Rewards | 2019 | 2020 | n/a
Xcel Energy | 85 | 13781 | IOU | 3130183 | 3 | Solar |  |  | Interconnected | Minneapolis | Protected Data | Protected Data | Protected Data | Residential | Solar* Rewards | 2019 | 2020 | n/a
Xcel Energy | 85 | 13781 | IOU | 3130184 | 3 | Solar |  |  | Interconnected | Saint Paul | Protected Data | Protected Data | Protected Data | Residential | Solar* Rewards | 2019 | 2020 | n/a
Xcel Energy | 85 | 13781 | IOU | 3130185 | 8 | Solar |  |  | Interconnected | Roseville | Protected Data | Protected Data | Protected Data | Residential | Solar* Rewards | 2019 | 2020 | n/a
Xcel Energy | 85 | 13781 | IOU | 3130186 | 6 | Solar |  |  | Interconnected | Minneapolis | Protected Data | Protected Data | Protected Data | Residential | Solar* Rewards | 2019 | 2020 | n/a
Xcel Energy | 85 | 13781 | IOU | 3130187 | 15 | Solar |  |  | Interconnected | Lindstrom | Protected Data | Protected Data | Protected Data | Residential | Solar* Rewards | 2019 | 2020 | n/a
Xcel Energy | 85 | 13781 | IOU | 3130188 | 12 | Solar |  |  | Interconnected | Saint Paul | Protected Data | Protected Data | Protected Data | Residential | Solar* Rewards | 2019 | 2020 | n/a
Xcel Energy | 85 | 13781 | IOU | 3130190 | 39 | Solar |  |  | Interconnected | Minneapolis | Protected Data | Protected Data | Protected Data | Commercial | Solar* Rewards | 2019 | 2020 | n/a
Xcel Energy | 85 | 13781 | IOU | 3130191 | 39 | Solar |  |  | Interconnected | Saint Cloud | Protected Data | Protected Data | Protected Data | Commercial | Solar* Rewards | 2019 | 2020 | n/a
Xcel Energy | 85 | 13781 | IOU | 3130192 | 14 | Solar |  |  | Interconnected | Plymouth | Protected Data | Protected Data | Protected Data | Residential | Solar* Rewards | 2019 | 2020 | n/a
Xcel Energy | 85 | 13781 | IOU | 3130194 | 417 | Solar |  |  | Interconnected | Saint Cloud | Protected Data | Protected Data | Protected Data | Commercial | Solar* Rewards | 2019 | 2020 | n/a
Xcel Energy | 85 | 13781 | IOU | 3130195 | 8 | Solar |  |  | Interconnected | New Hope | Protected Data | Protected Data | Protected Data | Residential | Solar* Rewards | 2019 | 2020 | n/a
Xcel Energy | 85 | 13781 | IOU | 3130196 | 7 | Solar |  |  | Interconnected | Minneapolis | Protected Data | Protected Data | Protected Data | Residential | Solar* Rewards | 2019 | 2020 | n/a
Xcel Energy | 85 | 13781 | IOU | 3130197 | 10 | Solar |  |  | Interconnected | Saint Paul | Protected Data | Protected Data | Protected Data | Residential | Solar* Rewards | 2019 | 2020 | n/a
Xcel Energy | 85 | 13781 | IOU | 3130198 | 8 | Solar |  |  | Interconnected | Stillwater | Protected Data | Protected Data | Protected Data | Residential | Solar* Rewards | 2019 | 2020 | n/a
Xcel Energy | 85 | 13781 | IOU | 3130199 | 7 | Solar |  |  | Interconnected | Minneapolis | Protected Data | Protected Data | Protected Data | Residential | Solar* Rewards | 2019 | 2020 | n/a
Xcel Energy | 85 | 13781 | IOU | 3130200 | 7 | Solar |  |  | Interconnected | Columbia Heights | Protected Data | Protected Data | Protected Data | Residential | Solar* Rewards | 2019 | 2020 | n/a
Xcel Energy | 85 | 13781 | IOU | 3130201 | 8 | Solar |  |  | Interconnected | Minneapolis | Protected Data | Protected Data | Protected Data | Residential | Solar* Rewards | 2019 | 2020 | n/a
Xcel Energy | 85 | 13781 | IOU | 3130205 | 8 | Solar |  | X | Interconnected | Edina | Protected Data | Protected Data | Protected Data | Residential | Solar* Rewards | 2019 | 2020 | n/a
Xcel Energy | 85 | 13781 | IOU | 3130206 | 11 | Solar |  |  | Interconnected | Maplewood | Protected Data | Protected Data | Protected Data | Residential | Solar* Rewards | 2019 | 2020 | n/a
Xcel Energy | 85 | 13781 | IOU | 3130207 | 12 | Solar |  |  | Interconnected | Saint Paul | Protected Data | Protected Data | Protected Data | Residential | Solar* Rewards | 2019 | 2020 | n/a
Xcel Energy | 85 | 13781 | IOU | 3130208 | 6 | Solar |  |  | Interconnected | Minneapolis | Protected Data | Protected Data | Protected Data | Residential | Solar* Rewards | 2019 | 2020 | n/a
Xcel Energy | 85 | 13781 | IOU | 3130209 | 8 | Solar |  |  | Interconnected | Northfield | Protected Data | Protected Data | Protected Data | Residential | Solar* Rewards | 2019 | 2020 | n/a
Xcel Energy | 85 | 13781 | IOU | 3130210 | 10 | Solar |  |  | Interconnected | Norwood Young America | Protected Data | Protected Data | Protected Data | Residential | Solar* Rewards | 2019 | 2020 | n/a
Xcel Energy | 85 | 13781 | IOU | 3130211 | 9 | Solar |  |  | Interconnected | Northfield | Protected Data | Protected Data | Protected Data | Residential | Solar* Rewards | 2019 | 2020 | n/a
Xcel Energy | 85 | 13781 | IOU | 3130212 | 9 | Solar |  |  | Interconnected | Northfield | Protected Data | Protected Data | Protected Data | Residential | Solar* Rewards | 2019 | 2020 | n/a
Xcel Energy | 85 | 13781 | IOU | 3130213 | 18 | Solar |  |  | Interconnected | Prior Lake | Protected Data | Protected Data | Protected Data | Residential | Solar* Rewards | 2019 | 2020 | n/a
Xcel Energy | 85 | 13781 | IOU | 3130214 | 321 | Solar |  |  | Interconnected | Maple Grove | Protected Data | Protected Data | Protected Data | Commercial | n/a | 2019 | 2020 | n/a
Xcel Energy | 85 | 13781 | IOU | 3130215 | 6 | Solar |  |  | Interconnected | Janesville | Protected Data | Protected Data | Protected Data | Residential | Solar* Rewards | 2019 | 2020 | n/a
Xcel Energy | 85 | 13781 | IOU | 3130216 | 82 | Solar |  |  | Interconnected | Minneapolis | Protected Data | Protected Data | Protected Data | Commercial | n/a | 2019 | 2020 | n/a
Xcel Energy | 85 | 13781 | IOU | 3130217 | 40 | Solar |  |  | Interconnected | Brooklyn Park | Protected Data | Protected Data | Protected Data | Commercial | Solar* Rewards | 2019 | 2020 | n/a
Xcel Energy | 85 | 13781 | IOU | 3130218 | 40 | Solar |  |  | Interconnected | Brooklyn Park | Protected Data | Protected Data | Protected Data | Commercial | Solar* Rewards | 2019 | 2020 | n/a
Xcel Energy | 85 | 13781 | IOU | 3130219 | 10 | Solar |  |  | Interconnected | Nicollet | Protected Data | Protected Data | Protected Data | Residential | Solar* Rewards | 2019 | 2020 | n/a
Xcel Energy | 85 | 13781 | IOU | 3130220 | 6 | Solar |  |  | Interconnected | Kimball | Protected Data | Protected Data | Protected Data | Residential | Solar* Rewards | 2019 | 2020 | n/a
Xcel Energy | 85 | 13781 | IOU | 3130221 | 9 | Solar |  |  | Interconnected | Saint Paul | Protected Data | Protected Data | Protected Data | Residential | Solar* Rewards | 2019 | 2020 | n/a
Xcel Energy | 85 | 13781 | IOU | 3130222 | 5 | Solar |  |  | Interconnected | Maplewood | Protected Data | Protected Data | Protected Data | Residential | Solar* Rewards | 2019 | 2020 | n/a
Xcel Energy | 85 | 13781 | IOU | 3130223 | 9 | Solar |  |  | Interconnected | Plymouth | Protected Data | Protected Data | Protected Data | Residential | Solar* Rewards | 2019 | 2020 | n/a
Xcel Energy | 85 | 13781 | IOU | 3130224 | 4 | Solar |  |  | Interconnected | Osakis | Protected Data | Protected Data | Protected Data | Residential | Solar* Rewards | 2019 | 2020 | n/a
Xcel Energy | 85 | 13781 | IOU | 3130225 | 8 | Solar |  |  | Interconnected | Faribault | Protected Data | Protected Data | Protected Data | Residential | Solar* Rewards | 2019 | 2020 | n/a
Xcel Energy | 85 | 13781 | IOU | 3130226 | 4 | Solar |  |  | Interconnected | Faribault | Protected Data | Protected Data | Protected Data | Residential | Solar* Rewards | 2019 | 2020 | n/a
Xcel Energy | 85 | 13781 | IOU | 3130227 | 20 | Solar |  |  | Interconnected | North Oaks | Protected Data | Protected Data | Protected Data | Residential | Solar* Rewards | 2019 | 2020 | n/a
Xcel Energy | 85 | 13781 | IOU | 3130228 | 4 | Solar |  |  | Interconnected | Minneapolis | Protected Data | Protected Data | Protected Data | Residential | Solar* Rewards | 2019 | 2020 | n/a
Xcel Energy | 85 | 13781 | IOU | 3130229 | 22 | Solar |  |  | Interconnected | Faribault | Protected Data | Protected Data | Protected Data | Residential | Solar* Rewards | 2019 | 2020 | n/a
Xcel Energy | 85 | 13781 | IOU | 3130231 | 8 | Solar |  |  | Interconnected | Wyoming | Protected Data | Protected Data | Protected Data | Residential | Solar* Rewards | 2019 | 2020 | n/a
Xcel Energy | 85 | 13781 | IOU | 3130232 | 5 | Solar |  |  | Interconnected | Minneapolis | Protected Data | Protected Data | Protected Data | Residential | Solar* Rewards | 2019 | 2020 | n/a
Xcel Energy | 85 | 13781 | IOU | 3130233 | 8 | Solar |  |  | Interconnected | Hopkins | Protected Data | Protected Data | Protected Data | Residential | Solar* Rewards | 2019 | 2020 | n/a
Xcel Energy | 85 | 13781 | IOU | 3130234 | 4 | Solar |  |  | Interconnected | Plymouth | Protected Data | Protected Data | Protected Data | Residential | Solar* Rewards | 2019 | 2020 | n/a
Xcel Energy | 85 | 13781 | IOU | 3130235 | 39 | Solar |  |  | Interconnected | Cologne | Protected Data | Protected Data | Protected Data | Residential | Solar* Rewards | 2019 | 2020 | n/a
Xcel Energy | 85 | 13781 | IOU | 3130237 | 8 | Solar |  |  | Interconnected | Little Canada | Protected Data | Protected Data | Protected Data | Residential | Solar* Rewards | 2019 | 2020 | n/a
Xcel Energy | 85 | 13781 | IOU | 3130238 | 7 | Solar |  |  | Interconnected | Woodbury | Protected Data | Protected Data | Protected Data | Residential | Solar* Rewards | 2019 | 2020 | n/a
Xcel Energy | 85 | 13781 | IOU | 3130240 | 4 | Solar |  |  | Interconnected | Minneapolis | Protected Data | Protected Data | Protected Data | Residential | Solar* Rewards | 2019 | 2020 | n/a
Xcel Energy | 85 | 13781 | IOU | 3130241 | 8 | Solar |  |  | Interconnected | Brooklyn Park | Protected Data | Protected Data | Protected Data | Residential | Solar* Rewards | 2019 | 2020 | n/a
Xcel Energy | 85 | 13781 | IOU | 3130242 | 6 | Solar |  |  | Interconnected | Edina | Protected Data | Protected Data | Protected Data | Residential | Solar* Rewards | 2019 | 2020 | n/a
Xcel Energy | 85 | 13781 | IOU | 3130243 | 14 | Solar |  |  | Interconnected | Claremont | Protected Data | Protected Data | Protected Data | Residential | Solar* Rewards | 2019 | 2020 | n/a
Xcel Energy | 85 | 13781 | IOU | 3130244 | 5 | Solar |  |  | Interconnected | Saint Paul | Protected Data | Protected Data | Protected Data | Residential | Solar* Rewards | 2019 | 2020 | n/a
Xcel Energy | 85 | 13781 | IOU | 3130245 | 8 | Solar |  |  | Interconnected | Mankato | Protected Data | Protected Data | Protected Data | Residential | Solar* Rewards | 2019 | 2020 | n/a
Xcel Energy | 85 | 13781 | IOU | 3130247 | 8 | Solar |  |  | Interconnected | Saint Paul | Protected Data | Protected Data | Protected Data | Residential | Solar* Rewards | 2019 | 2020 | n/a
Xcel Energy | 85 | 13781 | IOU | 3130248 | 9 | Solar |  |  | Interconnected | Jasper | Protected Data | Protected Data | Protected Data | Residential | n/a | 2019 | 2020 | n/a
Xcel Energy | 85 | 13781 | IOU | 3130249 | 8 | Solar |  |  | Interconnected | Minneapolis | Protected Data | Protected Data | Protected Data | Residential | Solar* Rewards | 2019 | 2020 | n/a
Xcel Energy | 85 | 13781 | IOU | 3130251 | 16 | Solar |  |  | Interconnected | Burnsville | Protected Data | Protected Data | Protected Data | Residential | Solar* Rewards | 2019 | 2020 | n/a
Xcel Energy | 85 | 13781 | IOU | 3130252 | 7 | Solar |  |  | Interconnected | Farmington | Protected Data | Protected Data | Protected Data | Residential | Solar* Rewards | 2019 | 2020 | n/a
Xcel Energy | 85 | 13781 | IOU | 3130253 | 15 | Solar |  |  | Interconnected | Golden Valley | Protected Data | Protected Data | Protected Data | Residential | Solar* Rewards | 2019 | 2020 | n/a
Xcel Energy | 85 | 13781 | IOU | 3130254 | 9 | Solar |  |  | Interconnected | Minneapolis | Protected Data | Protected Data | Protected Data | Residential | Solar* Rewards | 2019 | 2020 | n/a
Xcel Energy | 85 | 13781 | IOU | 3130255 | 9 | Solar |  |  | Interconnected | Lino Lakes | Protected Data | Protected Data | Protected Data | Residential | Solar* Rewards | 2019 | 2020 | n/a
Xcel Energy | 85 | 13781 | IOU | 3130256 | 4 | Solar |  |  | Interconnected | Saint Michael | Protected Data | Protected Data | Protected Data | Residential | Solar* Rewards | 2019 | 2020 | n/a
Xcel Energy | 85 | 13781 | IOU | 3130260 | 16 | Solar |  |  | Interconnected | Lino Lakes | Protected Data | Protected Data | Protected Data | Residential | Solar* Rewards | 2019 | 2020 | n/a
Xcel Energy | 85 | 13781 | IOU | 3130261 | 7 | Solar |  |  | Interconnected | Sauk Rapids | Protected Data | Protected Data | Protected Data | Residential | Solar* Rewards | 2019 | 2020 | n/a
Xcel Energy | 85 | 13781 | IOU | 3130262 | 6 | Solar |  |  | Interconnected | Chanhassen | Protected Data | Protected Data | Protected Data | Residential | Solar* Rewards | 2019 | 2020 | n/a
Xcel Energy | 85 | 13781 | IOU | 3130263 | 9 | Solar |  |  | Interconnected | Mendota Heights | Protected Data | Protected Data | Protected Data | Residential | Solar* Rewards | 2019 | 2020 | n/a
Xcel Energy | 85 | 13781 | IOU | 3130264 | 9 | Solar |  |  | Interconnected | Shoreview | Protected Data | Protected Data | Protected Data | Residential | Solar* Rewards | 2019 | 2020 | n/a
Xcel Energy | 85 | 13781 | IOU | 3130265 | 9 | Solar |  |  | Interconnected | New Hope | Protected Data | Protected Data | Protected Data | Residential | Solar* Rewards | 2019 | 2020 | n/a
Xcel Energy | 85 | 13781 | IOU | 3130266 | 8 | Solar |  |  | Interconnected | Maple Grove | Protected Data | Protected Data | Protected Data | Residential | Solar* Rewards | 2019 | 2020 | n/a
Xcel Energy | 85 | 13781 | IOU | 3130267 | 4 | Solar |  |  | Interconnected | Bloomington | Protected Data | Protected Data | Protected Data | Residential | Solar* Rewards | 2019 | 2020 | n/a
Xcel Energy | 85 | 13781 | IOU | 3130268 | 4 | Solar |  |  | Interconnected | Excelsior | Protected Data | Protected Data | Protected Data | Residential | Solar* Rewards | 2019 | 2020 | n/a
Xcel Energy | 85 | 13781 | IOU | 3130269 | 5 | Solar |  |  | Interconnected | Minneapolis | Protected Data | Protected Data | Protected Data | Residential | Solar* Rewards | 2019 | 2020 | n/a
Xcel Energy | 85 | 13781 | IOU | 3130270 | 3 | Solar |  |  | Interconnected | Hopkins | Protected Data | Protected Data | Protected Data | Residential | Solar* Rewards | 2019 | 2020 | n/a
Xcel Energy | 85 | 13781 | IOU | 3130272 | 9 | Solar |  |  | Interconnected | Richfield | Protected Data | Protected Data | Protected Data | Residential | Solar* Rewards | 2019 | 2020 | n/a
Xcel Energy | 85 | 13781 | IOU | 3130273 | 4 | Solar |  |  | Interconnected | Saint Paul | Protected Data | Protected Data | Protected Data | Residential | Solar* Rewards | 2019 | 2020 | n/a
Xcel Energy | 85 | 13781 | IOU | 3130274 | 9 | Solar |  |  | Interconnected | Rogers | Protected Data | Protected Data | Protected Data | Residential | Solar* Rewards | 2019 | 2020 | n/a
Xcel Energy | 85 | 13781 | IOU | 3130275 | 13 | Solar |  |  | Interconnected | Lake Elmo | Protected Data | Protected Data | Protected Data | Residential | Solar* Rewards | 2019 | 2020 | n/a
Xcel Energy | 85 | 13781 | IOU | 3130276 | 5 | Solar |  |  | Interconnected | Saint Paul | Protected Data | Protected Data | Protected Data | Residential | Solar* Rewards | 2019 | 2020 | n/a
Xcel Energy | 85 | 13781 | IOU | 3130277 | 16 | Solar |  |  | Interconnected | Minneapolis | Protected Data | Protected Data | Protected Data | Residential | Solar* Rewards | 2019 | 2020 | n/a
Xcel Energy | 85 | 13781 | IOU | 3130278 | 16 | Solar |  |  | Interconnected | Minnetonka | Protected Data | Protected Data | Protected Data | Residential | Solar* Rewards | 2019 | 2020 | n/a
Xcel Energy | 85 | 13781 | IOU | 3130279 | 8 | Solar |  |  | Interconnected | Hopkins | Protected Data | Protected Data | Protected Data | Residential | Solar* Rewards | 2019 | 2020 | n/a
Xcel Energy | 85 | 13781 | IOU | 3130280 | 8 | Solar |  |  | Interconnected | Brooklyn Park | Protected Data | Protected Data | Protected Data | Residential | Solar* Rewards | 2019 | 2020 | n/a
Xcel Energy | 85 | 13781 | IOU | 3130281 | 3 | Solar |  |  | Interconnected | Edina | Protected Data | Protected Data | Protected Data | Residential | Solar* Rewards | 2019 | 2020 | n/a
Xcel Energy | 85 | 13781 | IOU | 3130283 | 7 | Solar |  |  | Interconnected | Saint Louis Park | Protected Data | Protected Data | Protected Data | Residential | Solar* Rewards | 2019 | 2020 | n/a
Xcel Energy | 85 | 13781 | IOU | 3130284 | 8 | Solar |  |  | Interconnected | Savage | Protected Data | Protected Data | Protected Data | Residential | Solar* Rewards | 2019 | 2020 | n/a
Xcel Energy | 85 | 13781 | IOU | 3130285 | 11 | Solar |  |  | Interconnected | Minneapolis | Protected Data | Protected Data | Protected Data | Residential | Solar* Rewards | 2019 | 2020 | n/a
Xcel Energy | 85 | 13781 | IOU | 3130286 | 6 | Solar |  |  | Interconnected | Northfield | Protected Data | Protected Data | Protected Data | Residential | Solar* Rewards | 2019 | 2020 | n/a
Xcel Energy | 85 | 13781 | IOU | 3130287 | 6 | Solar |  |  | Interconnected | Golden Valley | Protected Data | Protected Data | Protected Data | Residential | Solar* Rewards | 2019 | 2020 | n/a
Xcel Energy | 85 | 13781 | IOU | 3130288 | 7 | Solar |  |  | Interconnected | Saint Paul | Protected Data | Protected Data | Protected Data | Residential | Solar* Rewards | 2019 | 2020 | n/a
Xcel Energy | 85 | 13781 | IOU | 3130290 | 11 | Solar |  |  | Interconnected | Minneapolis | Protected Data | Protected Data | Protected Data | Residential | Solar* Rewards | 2019 | 2020 | n/a
Xcel Energy | 85 | 13781 | IOU | 3130291 | 9 | Solar |  |  | Interconnected | Waverly | Protected Data | Protected Data | Protected Data | Residential | Solar* Rewards | 2019 | 2020 | n/a
Xcel Energy | 85 | 13781 | IOU | 3130292 | 7 | Solar |  |  | Interconnected | Eden Prairie | Protected Data | Protected Data | Protected Data | Residential | Solar* Rewards | 2019 | 2020 | n/a
Xcel Energy | 85 | 13781 | IOU | 3130293 | 7 | Solar |  |  | Interconnected | Cottage Grove | Protected Data | Protected Data | Protected Data | Residential | Solar* Rewards | 2019 | 2020 | n/a
Xcel Energy | 85 | 13781 | IOU | 3130294 | 4 | Solar |  |  | Interconnected | Saint Paul | Protected Data | Protected Data | Protected Data | Residential | Solar* Rewards | 2019 | 2020 | n/a
Xcel Energy | 85 | 13781 | IOU | 3130297 | 6 | Solar |  |  | Interconnected | South Saint Paul | Protected Data | Protected Data | Protected Data | Residential | Solar* Rewards | 2019 | 2020 | n/a
Xcel Energy | 85 | 13781 | IOU | 3130299 | 7 | Solar |  |  | Interconnected | Minneapolis | Protected Data | Protected Data | Protected Data | Residential | Solar* Rewards | 2019 | 2020 | n/a
Xcel Energy | 85 | 13781 | IOU | 3130300 | 12 | Solar |  |  | Interconnected | Edina | Protected Data | Protected Data | Protected Data | Residential | Solar* Rewards | 2019 | 2020 | n/a
Xcel Energy | 85 | 13781 | IOU | 3130301 | 7 | Solar |  |  | Interconnected | Lino Lakes | Protected Data | Protected Data | Protected Data | Residential | Solar* Rewards | 2019 | 2020 | n/a
Xcel Energy | 85 | 13781 | IOU | 3130303 | 2 | Solar |  |  | Interconnected | Saint Paul | Protected Data | Protected Data | Protected Data | Residential | Solar* Rewards | 2019 | 2020 | n/a
Xcel Energy | 85 | 13781 | IOU | 3130304 | 5 | Solar |  |  | Interconnected | Minneapolis | Protected Data | Protected Data | Protected Data | Residential | Solar* Rewards | 2019 | 2020 | n/a
Xcel Energy | 85 | 13781 | IOU | 3130305 | 4 | Solar |  |  | Interconnected | Minneapolis | Protected Data | Protected Data | Protected Data | Residential | Solar* Rewards | 2019 | 2020 | n/a
Xcel Energy | 85 | 13781 | IOU | 3130307 | 14 | Solar |  |  | Interconnected | Albertville | Protected Data | Protected Data | Protected Data | Residential | Solar* Rewards | 2019 | 2020 | n/a
Xcel Energy | 85 | 13781 | IOU | 3130308 | 3 | Solar |  |  | Interconnected | Saint Paul | Protected Data | Protected Data | Protected Data | Residential | Solar* Rewards | 2019 | 2020 | n/a
Xcel Energy | 85 | 13781 | IOU | 3130311 | 6 | Solar |  |  | Interconnected | Northfield | Protected Data | Protected Data | Protected Data | Residential | Solar* Rewards | 2019 | 2020 | n/a
Xcel Energy | 85 | 13781 | IOU | 3130312 | 6 | Solar |  |  | Interconnected | Red Wing | Protected Data | Protected Data | Protected Data | Residential | Solar* Rewards | 2019 | 2020 | n/a
Xcel Energy | 85 | 13781 | IOU | 3130318 | 8 | Solar |  |  | Interconnected | Burnsville | Protected Data | Protected Data | Protected Data | Residential | n/a | 2019 | 2020 | n/a
Xcel Energy | 85 | 13781 | IOU | 3130321 | 7 | Solar |  |  | Interconnected | Saint Paul | Protected Data | Protected Data | Protected Data | Residential | Solar* Rewards | 2019 | 2020 | n/a
Xcel Energy | 85 | 13781 | IOU | 3130322 | 10 | Solar |  |  | Interconnected | Bloomington | Protected Data | Protected Data | Protected Data | Residential | Solar* Rewards | 2019 | 2020 | n/a
Xcel Energy | 85 | 13781 | IOU | 3130323 | 4 | Solar |  |  | Interconnected | Minneapolis | Protected Data | Protected Data | Protected Data | Residential | Solar* Rewards | 2019 | 2020 | n/a
Xcel Energy | 85 | 13781 | IOU | 3130324 | 5 | Solar |  |  | Interconnected | Minneapolis | Protected Data | Protected Data | Protected Data | Residential | Solar* Rewards | 2019 | 2020 | n/a
Xcel Energy | 85 | 13781 | IOU | 3130325 | 39 | Solar |  |  | Interconnected | Chisago City | Protected Data | Protected Data | Protected Data | Commercial | Solar* Rewards | 2019 | 2020 | n/a
Xcel Energy | 85 | 13781 | IOU | 3130326 | 8 | Solar |  |  | Interconnected | Saint Paul | Protected Data | Protected Data | Protected Data | Residential | Solar* Rewards | 2019 | 2020 | n/a
Xcel Energy | 85 | 13781 | IOU | 3130327 | 10 | Solar |  |  | Interconnected | Saint Paul | Protected Data | Protected Data | Protected Data | Residential | Solar* Rewards | 2019 | 2020 | n/a
Xcel Energy | 85 | 13781 | IOU | 3130328 | 133 | Solar |  |  | Interconnected | Saint Paul | Protected Data | Protected Data | Protected Data | Commercial | n/a | 2019 | 2020 | n/a
Xcel Energy | 85 | 13781 | IOU | 3130329 | 8 | Solar |  |  | Interconnected | Minneapolis | Protected Data | Protected Data | Protected Data | Residential | Solar* Rewards | 2019 | 2020 | n/a
Xcel Energy | 85 | 13781 | IOU | 3130331 | 11 | Solar |  |  | Interconnected | Mankato | Protected Data | Protected Data | Protected Data | Residential | Solar* Rewards | 2019 | 2020 | n/a
Xcel Energy | 85 | 13781 | IOU | 3130332 | 12 | Solar |  |  | Interconnected | Saint Paul | Protected Data | Protected Data | Protected Data | Residential | Solar* Rewards | 2019 | 2020 | n/a
Xcel Energy | 85 | 13781 | IOU | 3130333 | 5 | Solar |  |  | Interconnected | Minneapolis | Protected Data | Protected Data | Protected Data | Residential | Solar* Rewards | 2019 | 2020 | n/a
Xcel Energy | 85 | 13781 | IOU | 3130335 | 11 | Solar |  |  | Interconnected | Medina | Protected Data | Protected Data | Protected Data | Residential | Solar* Rewards | 2019 | 2020 | n/a
Xcel Energy | 85 | 13781 | IOU | 3130336 | 6 | Solar |  |  | Interconnected | Minneapolis | Protected Data | Protected Data | Protected Data | Residential | Solar* Rewards | 2019 | 2020 | n/a
Xcel Energy | 85 | 13781 | IOU | 3130337 | 7 | Solar |  |  | Interconnected | Minneapolis | Protected Data | Protected Data | Protected Data | Residential | Solar* Rewards | 2019 | 2020 | n/a
Xcel Energy | 85 | 13781 | IOU | 3130338 | 4 | Solar |  |  | Interconnected | Minneapolis | Protected Data | Protected Data | Protected Data | Residential | Solar* Rewards | 2019 | 2020 | n/a
Xcel Energy | 85 | 13781 | IOU | 3130339 | 15 | Solar |  |  | Interconnected | Goodhue | Protected Data | Protected Data | Protected Data | Residential | Solar* Rewards | 2019 | 2020 | n/a
Xcel Energy | 85 | 13781 | IOU | 3130340 | 7 | Solar |  |  | Interconnected | New Hope | Protected Data | Protected Data | Protected Data | Residential | Solar* Rewards | 2019 | 2020 | n/a
Xcel Energy | 85 | 13781 | IOU | 3130341 | 5 | Solar |  |  | Interconnected | Coon Rapids | Protected Data | Protected Data | Protected Data | Residential | Solar* Rewards | 2019 | 2020 | n/a
Xcel Energy | 85 | 13781 | IOU | 3130342 | 15 | Solar |  |  | Interconnected | Bloomington | Protected Data | Protected Data | Protected Data | Residential | Solar* Rewards | 2019 | 2020 | n/a
Xcel Energy | 85 | 13781 | IOU | 3130343 | 7 | Solar |  |  | Interconnected | Minnetonka | Protected Data | Protected Data | Protected Data | Residential | Solar* Rewards | 2019 | 2020 | n/a
Xcel Energy | 85 | 13781 | IOU | 3130344 | 5 | Solar |  |  | Interconnected | Minneapolis | Protected Data | Protected Data | Protected Data | Residential | Solar* Rewards | 2019 | 2020 | n/a
Xcel Energy | 85 | 13781 | IOU | 3130345 | 8 | Solar |  |  | Interconnected | Minneapolis | Protected Data | Protected Data | Protected Data | Residential | Solar* Rewards | 2019 | 2020 | n/a
Xcel Energy | 85 | 13781 | IOU | 3130346 | 9 | Solar |  |  | Interconnected | Monticello | Protected Data | Protected Data | Protected Data | Residential | Solar* Rewards | 2019 | 2020 | n/a
Xcel Energy | 85 | 13781 | IOU | 3130348 | 9 | Solar |  |  | Interconnected | Hugo | Protected Data | Protected Data | Protected Data | Residential | Solar* Rewards | 2019 | 2020 | n/a
Xcel Energy | 85 | 13781 | IOU | 3130349 | 6 | Solar |  |  | Interconnected | Bloomington | Protected Data | Protected Data | Protected Data | Residential | Solar* Rewards | 2019 | 2020 | n/a
Xcel Energy | 85 | 13781 | IOU | 3130351 | 13 | Solar |  |  | Interconnected | Bird Island | Protected Data | Protected Data | Protected Data | Residential | Solar* Rewards | 2019 | 2020 | n/a
Xcel Energy | 85 | 13781 | IOU | 3130352 | 3 | Solar |  |  | Interconnected | Minneapolis | Protected Data | Protected Data | Protected Data | Residential | Solar* Rewards | 2019 | 2020 | n/a
Xcel Energy | 85 | 13781 | IOU | 3130359 | 0 | Wind |  |  | Interconnected | Ruthton | Protected Data | Protected Data | Protected Data | Residential | n/a | 2016 | 2017 | n/a
Xcel Energy | 85 | 13781 | IOU | 3130364 | 20 | Solar |  |  | Interconnected | Rogers | Protected Data | Protected Data | Protected Data | Commercial | Solar* Rewards | 2017 | 2018 | n/a
Xcel Energy | 85 | 13781 | IOU | 3130370 | 6 | Solar |  |  | Interconnected | Hugo | Protected Data | Protected Data | Protected Data | Residential | n/a | 2017 | 2018 | n/a
Xcel Energy | 85 | 13781 | IOU | 3130371 | 2 | Solar |  |  | Interconnected | Minneapolis | Protected Data | Protected Data | Protected Data | Residential | n/a | 2017 | 2018 | n/a
Xcel Energy | 85 | 13781 | IOU | 3130381 | 4 | Solar |  |  | Interconnected | Minneapolis | Protected Data | Protected Data | Protected Data | Residential | n/a | 2017 | 2018 | n/a
Xcel Energy | 85 | 13781 | IOU | 3130382 | 132 | Solar |  |  | Interconnected | Saint Paul | Protected Data | Protected Data | Protected Data | Commercial | n/a | 2017 | 2018 | n/a
Xcel Energy | 85 | 13781 | IOU | 3130552 | 8 | Solar |  |  | Interconnected | New Brighton | Protected Data | Protected Data | Protected Data | Residential | Solar* Rewards | 2019 | 2020 | n/a
Xcel Energy | 85 | 13781 | IOU | 3130553 | 4 | Solar |  |  | Interconnected | Minneapolis | Protected Data | Protected Data | Protected Data | Residential | Solar* Rewards | 2019 | 2020 | n/a
Xcel Energy | 85 | 13781 | IOU | 3130554 | 17 | Solar |  |  | Interconnected | Bloomington | Protected Data | Protected Data | Protected Data | Commercial | Solar* Rewards | 2019 | 2020 | n/a
Xcel Energy | 85 | 13781 | IOU | 3130555 | 15 | Solar |  |  | Interconnected | Mankato | Protected Data | Protected Data | Protected Data | Commercial | Solar* Rewards | 2019 | 2020 | n/a
Xcel Energy | 85 | 13781 | IOU | 3130556 | 21 | Solar |  |  | Interconnected | Afton | Protected Data | Protected Data | Protected Data | Residential | Solar* Rewards | 2019 | 2020 | n/a
Xcel Energy | 85 | 13781 | IOU | 3130557 | 7 | Solar |  |  | Interconnected | Brooklyn Center | Protected Data | Protected Data | Protected Data | Residential | Solar* Rewards | 2019 | 2020 | n/a
Xcel Energy | 85 | 13781 | IOU | 3130558 | 11 | Solar |  |  | Interconnected | Golden Valley | Protected Data | Protected Data | Protected Data | Residential | Solar* Rewards | 2019 | 2020 | n/a
Xcel Energy | 85 | 13781 | IOU | 3130559 | 6 | Solar |  |  | Interconnected | Janesville | Protected Data | Protected Data | Protected Data | Residential | Solar* Rewards | 2019 | 2020 | n/a
Xcel Energy | 85 | 13781 | IOU | 3130560 | 9 | Solar |  |  | Interconnected | Brooklyn Park | Protected Data | Protected Data | Protected Data | Residential | Solar* Rewards | 2019 | 2020 | n/a
Xcel Energy | 85 | 13781 | IOU | 3130561 | 15 | Solar |  |  | Interconnected | Eden Prairie | Protected Data | Protected Data | Protected Data | Residential | Solar* Rewards | 2019 | 2020 | n/a
Xcel Energy | 85 | 13781 | IOU | 3130562 | 10 | Solar |  |  | Interconnected | Spicer | Protected Data | Protected Data | Protected Data | Residential | Solar* Rewards | 2019 | 2020 | n/a
Xcel Energy | 85 | 13781 | IOU | 3130563 | 11 | Solar |  |  | Interconnected | Bloomington | Protected Data | Protected Data | Protected Data | Residential | Solar* Rewards | 2019 | 2020 | n/a
Xcel Energy | 85 | 13781 | IOU | 3130758 | 3 | Solar |  |  | Interconnected | Northfield | Protected Data | Protected Data | Protected Data | Residential | n/a | 2006 | 2014 | n/a
Xcel Energy | 85 | 13781 | IOU | 3130810 | 5 | Solar |  |  | Interconnected | Saint Paul | Protected Data | Protected Data | Protected Data | Residential | n/a | 2007 | 2007 | n/a
Xcel Energy | 85 | 13781 | IOU | 3130851 | 16 | Solar |  |  | Interconnected | Minneapolis | Protected Data | Protected Data | Protected Data | Residential | n/a | 2007 | 2007 | n/a
Xcel Energy | 85 | 13781 | IOU | 3130876 | 0 | Solar |  |  | Interconnected | Minneapolis | Protected Data | Protected Data | Protected Data | Residential | n/a | 2008 | 2008 | n/a
Xcel Energy | 85 | 13781 | IOU | 3130877 | 5 | Wind |  |  | Interconnected | Minneapolis | Protected Data | Protected Data | Protected Data | Residential | n/a | 2008 | 2008 | n/a
Xcel Energy | 85 | 13781 | IOU | 3130910 | 33 | Wind |  |  | Interconnected | Lake City | Protected Data | Protected Data | Protected Data | Residential | n/a | 2009 | 2009 | n/a
Xcel Energy | 85 | 13781 | IOU | 3131008 | 6 | Solar |  |  | Interconnected | Minneapolis | Protected Data | Protected Data | Protected Data | Residential | n/a | 2010 | 2010 | n/a
Xcel Energy | 85 | 13781 | IOU | 3131041 | 3 | Solar |  |  | Interconnected | Minneapolis | Protected Data | Protected Data | Protected Data | Residential | n/a | 2010 | 2010 | n/a
Xcel Energy | 85 | 13781 | IOU | 3131047 | 600 | Solar |  |  | Interconnected | Minneapolis | Protected Data | Protected Data | Protected Data | Commercial | n/a | 2010 | 2010 | n/a
Xcel Energy | 85 | 13781 | IOU | 3131217 | 84 | Solar |  |  | Interconnected | Forest Lake | Protected Data | Protected Data | Protected Data | Residential | n/a | 2015 | 2015 | n/a
Xcel Energy | 85 | 13781 | IOU | 3131371 | 20 | Solar |  |  | Interconnected | Vadnais Heights | Protected Data | Protected Data | Protected Data | Residential | Solar* Rewards | 2017 | 2017 | n/a
Xcel Energy | 85 | 13781 | IOU | 3131398 | 49 | Solar |  |  | Interconnected | Vadnais Heights | Protected Data | Protected Data | Protected Data | Residential | n/a | 2017 | 2018 | n/a
Xcel Energy | 85 | 13781 | IOU | 3131417 | 4 | Solar |  |  | Interconnected | Golden Valley | Protected Data | Protected Data | Protected Data | Commercial | Solar* Rewards | 2017 | 2018 | n/a
Xcel Energy | 85 | 13781 | IOU | 3131418 | 4 | Solar |  |  | Interconnected | Golden Valley | Protected Data | Protected Data | Protected Data | Commercial | Solar* Rewards | 2017 | 2018 | n/a
Xcel Energy | 85 | 13781 | IOU | 3131419 | 4 | Solar |  |  | Interconnected | Golden Valley | Protected Data | Protected Data | Protected Data | Commercial | Solar* Rewards | 2017 | 2018 | n/a
Xcel Energy | 85 | 13781 | IOU | 3131420 | 4 | Solar |  |  | Interconnected | Golden Valley | Protected Data | Protected Data | Protected Data | Commercial | Solar* Rewards | 2017 | 2018 | n/a
Xcel Energy | 85 | 13781 | IOU | 3131421 | 4 | Solar |  |  | Interconnected | Golden Valley | Protected Data | Protected Data | Protected Data | Commercial | Solar* Rewards | 2017 | 2018 | n/a
Xcel Energy | 85 | 13781 | IOU | 3131423 | 4 | Solar |  |  | Interconnected | Golden Valley | Protected Data | Protected Data | Protected Data | Commercial | Solar* Rewards | 2017 | 2018 | n/a
Xcel Energy | 85 | 13781 | IOU | 3131424 | 4 | Solar |  |  | Interconnected | Golden Valley | Protected Data | Protected Data | Protected Data | Commercial | Solar* Rewards | 2017 | 2018 | n/a
Xcel Energy | 85 | 13781 | IOU | 3131426 | 4 | Solar |  |  | Interconnected | Golden Valley | Protected Data | Protected Data | Protected Data | Commercial | Solar* Rewards | 2017 | 2018 | n/a
Xcel Energy | 85 | 13781 | IOU | 3131427 | 4 | Solar |  |  | Interconnected | Golden Valley | Protected Data | Protected Data | Protected Data | Commercial | Solar* Rewards | 2017 | 2018 | n/a
Xcel Energy | 85 | 13781 | IOU | 3131428 | 4 | Solar |  |  | Interconnected | Golden Valley | Protected Data | Protected Data | Protected Data | Commercial | Solar* Rewards | 2017 | 2018 | n/a
Xcel Energy | 85 | 13781 | IOU | 3131429 | 4 | Solar |  |  | Interconnected | Golden Valley | Protected Data | Protected Data | Protected Data | Commercial | Solar* Rewards | 2017 | 2018 | n/a
Xcel Energy | 85 | 13781 | IOU | 3131430 | 4 | Solar |  |  | Interconnected | Golden Valley | Protected Data | Protected Data | Protected Data | Commercial | Solar* Rewards | 2017 | 2018 | n/a
Xcel Energy | 85 | 13781 | IOU | 3131431 | 4 | Solar |  |  | Interconnected | Golden Valley | Protected Data | Protected Data | Protected Data | Commercial | Solar* Rewards | 2017 | 2018 | n/a
Xcel Energy | 85 | 13781 | IOU | 3131432 | 4 | Solar |  |  | Interconnected | Golden Valley | Protected Data | Protected Data | Protected Data | Commercial | Solar* Rewards | 2017 | 2018 | n/a
Xcel Energy | 85 | 13781 | IOU | 3131433 | 4 | Solar |  |  | Interconnected | Golden Valley | Protected Data | Protected Data | Protected Data | Commercial | Solar* Rewards | 2017 | 2018 | n/a
Xcel Energy | 85 | 13781 | IOU | 3131434 | 4 | Solar |  |  | Interconnected | Golden Valley | Protected Data | Protected Data | Protected Data | Residential | Solar* Rewards | 2017 | 2018 | n/a
Xcel Energy | 85 | 13781 | IOU | 3131435 | 4 | Solar |  |  | Interconnected | Golden Valley | Protected Data | Protected Data | Protected Data | Residential | Solar* Rewards | 2017 | 2018 | n/a
Xcel Energy | 85 | 13781 | IOU | 3131442 | 4 | Solar |  |  | Interconnected | Golden Valley | Protected Data | Protected Data | Protected Data | Commercial | Solar* Rewards | 2017 | 2018 | n/a
Xcel Energy | 85 | 13781 | IOU | 3133035 | 4 | Solar |  |  | Interconnected | Saint Paul | Protected Data | Protected Data | Protected Data | Residential | Solar* Rewards | 2019 | 2020 | n/a
Xcel Energy | 85 | 13781 | IOU | 3133036 | 12 | Solar |  |  | Interconnected | Golden Valley | Protected Data | Protected Data | Protected Data | Residential | Solar* Rewards | 2019 | 2020 | n/a
Xcel Energy | 85 | 13781 | IOU | 3133037 | 5 | Solar |  |  | Interconnected | Excelsior | Protected Data | Protected Data | Protected Data | Residential | Solar* Rewards | 2019 | 2020 | n/a
Xcel Energy | 85 | 13781 | IOU | 3133038 | 12 | Solar |  |  | Interconnected | Eden Prairie | Protected Data | Protected Data | Protected Data | Residential | Solar* Rewards | 2019 | 2020 | n/a
Xcel Energy | 85 | 13781 | IOU | 3133039 | 6 | Solar |  |  | Interconnected | Golden Valley | Protected Data | Protected Data | Protected Data | Residential | Solar* Rewards | 2019 | 2020 | n/a
Xcel Energy | 85 | 13781 | IOU | 3133040 | 39 | Solar |  |  | Interconnected | Brooklyn Park | Protected Data | Protected Data | Protected Data | Commercial | Solar* Rewards | 2019 | 2020 | n/a
Xcel Energy | 85 | 13781 | IOU | 3133041 | 13 | Solar |  |  | Interconnected | Courtland | Protected Data | Protected Data | Protected Data | Residential | Solar* Rewards | 2019 | 2020 | n/a
Xcel Energy | 85 | 13781 | IOU | 3133042 | 8 | Solar |  |  | Interconnected | Eden Prairie | Protected Data | Protected Data | Protected Data | Residential | Solar* Rewards | 2019 | 2020 | n/a
Xcel Energy | 85 | 13781 | IOU | 3134041 | 16 | Solar |  |  | Interconnected | Stillwater | Protected Data | Protected Data | Protected Data | Residential | Solar* Rewards | 2014 | 2015 | n/a
Xcel Energy | 85 | 13781 | IOU | 3134203 | 6 | Solar |  |  | Interconnected | Stillwater | Protected Data | Protected Data | Protected Data | Residential | Made In MN | 2015 | 2015 | n/a
Xcel Energy | 85 | 13781 | IOU | 3134325 | 39 | Solar |  |  | Interconnected | Cottage Grove | Protected Data | Protected Data | Protected Data | Residential | Made In MN | 2015 | 2015 | n/a
Xcel Energy | 85 | 13781 | IOU | 3134327 | 10 | Solar |  |  | Interconnected | Stillwater | Protected Data | Protected Data | Protected Data | Commercial | Made In MN | 2015 | 2015 | n/a
Xcel Energy | 85 | 13781 | IOU | 3134592 | 16 | Solar |  |  | Interconnected | Bayport | Protected Data | Protected Data | Protected Data | Residential | Solar* Rewards | 2015 | 2016 | n/a
Xcel Energy | 85 | 13781 | IOU | 3134696 | 39 | Solar |  |  | Interconnected | Shoreview | Protected Data | Protected Data | Protected Data | Commercial | Made In MN | 2015 | 2016 | n/a
Xcel Energy | 85 | 13781 | IOU | 3138470 | 10 | Solar |  |  | Interconnected | Minnetonka | Protected Data | Protected Data | Protected Data | Residential | Solar* Rewards | 2019 | 2020 | n/a
Xcel Energy | 85 | 13781 | IOU | 3138647 | 8 | Solar |  |  | Interconnected | Minneapolis | Protected Data | Protected Data | Protected Data | Residential | Solar* Rewards | 2019 | 2020 | n/a
Xcel Energy | 85 | 13781 | IOU | 3138687 | 8 | Solar |  |  | Interconnected | Minneapolis | Protected Data | Protected Data | Protected Data | Residential | Solar* Rewards | 2019 | 2019 | n/a
Xcel Energy | 85 | 13781 | IOU | 3138823 | 6 | Solar |  |  | Interconnected | Saint Paul | Protected Data | Protected Data | Protected Data | Residential | Solar* Rewards | 2019 | 2020 | n/a
Xcel Energy | 85 | 13781 | IOU | 3138920 | 10 | Solar |  |  | Interconnected | Cottage Grove | Protected Data | Protected Data | Protected Data | Residential | Solar* Rewards | 2019 | 2020 | n/a
Xcel Energy | 85 | 13781 | IOU | 3138936 | 24 | Solar |  |  | Interconnected | Dundas | Protected Data | Protected Data | Protected Data | Commercial | Solar* Rewards | 2019 | 2020 | n/a
Xcel Energy | 85 | 13781 | IOU | 3138952 | 14 | Solar |  |  | Interconnected | Oakdale | Protected Data | Protected Data | Protected Data | Residential | Solar* Rewards | 2019 | 2019 | n/a
Xcel Energy | 85 | 13781 | IOU | 3139083 | 5 | Solar |  |  | Interconnected | Excelsior | Protected Data | Protected Data | Protected Data | Residential | Solar* Rewards | 2019 | 2020 | n/a
Xcel Energy | 85 | 13781 | IOU | 3139153 | 5 | Solar |  |  | Interconnected | Center City | Protected Data | Protected Data | Protected Data | Residential | Solar* Rewards | 2019 | 2020 | n/a
Xcel Energy | 85 | 13781 | IOU | 3139170 | 8 | Solar |  |  | Interconnected | Bloomington | Protected Data | Protected Data | Protected Data | Residential | Solar* Rewards | 2019 | 2020 | n/a
Xcel Energy | 85 | 13781 | IOU | 3139267 | 17 | Solar |  |  | Interconnected | Afton | Protected Data | Protected Data | Protected Data | Residential | Solar* Rewards | 2019 | 2019 | n/a
Xcel Energy | 85 | 13781 | IOU | 3139387 | 9 | Solar |  |  | Interconnected | Minneapolis | Protected Data | Protected Data | Protected Data | Residential | Solar* Rewards | 2019 | 2019 | n/a
Xcel Energy | 85 | 13781 | IOU | 3139590 | 3 | Solar |  |  | Interconnected | Saint Paul | Protected Data | Protected Data | Protected Data | Residential | Solar* Rewards | 2019 | 2020 | n/a
Xcel Energy | 85 | 13781 | IOU | 3139606 | 5 | Solar |  |  | Interconnected | Saint Paul | Protected Data | Protected Data | Protected Data | Residential | Solar* Rewards | 2019 | 2020 | n/a
Xcel Energy | 85 | 13781 | IOU | 3139633 | 2 | Solar |  |  | Interconnected | Saint Paul | Protected Data | Protected Data | Protected Data | Residential | Solar* Rewards | 2019 | 2020 | n/a
Xcel Energy | 85 | 13781 | IOU | 3139650 | 5 | Solar |  |  | Interconnected | Minneapolis | Protected Data | Protected Data | Protected Data | Residential | Solar* Rewards | 2019 | 2020 | n/a
Xcel Energy | 85 | 13781 | IOU | 3139702 | 11 | Solar |  |  | Interconnected | Bloomington | Protected Data | Protected Data | Protected Data | Residential | Solar* Rewards | 2019 | 2019 | n/a
Xcel Energy | 85 | 13781 | IOU | 3139730 | 7 | Solar |  |  | Interconnected | Saint Paul | Protected Data | Protected Data | Protected Data | Residential | Solar* Rewards | 2019 | 2019 | n/a
Xcel Energy | 85 | 13781 | IOU | 3139738 | 11 | Solar |  |  | Interconnected | Plymouth | Protected Data | Protected Data | Protected Data | Residential | Solar* Rewards | 2019 | 2020 | n/a
Xcel Energy | 85 | 13781 | IOU | 3139783 | 17 | Solar |  |  | Interconnected | Cottage Grove | Protected Data | Protected Data | Protected Data | Residential | Solar* Rewards | 2019 | 2020 | n/a
Xcel Energy | 85 | 13781 | IOU | 3139793 | 8 | Solar |  |  | Interconnected | Minneapolis | Protected Data | Protected Data | Protected Data | Residential | Solar* Rewards | 2019 | 2019 | n/a
Xcel Energy | 85 | 13781 | IOU | 3139801 | 17 | Solar |  |  | Interconnected | Orono | Protected Data | Protected Data | Protected Data | Residential | Solar* Rewards | 2019 | 2019 | n/a
Xcel Energy | 85 | 13781 | IOU | 3140271 | 8 | Solar |  |  | Interconnected | Woodbury | Protected Data | Protected Data | Protected Data | Residential | Solar* Rewards | 2019 | 2019 | n/a
Xcel Energy | 85 | 13781 | IOU | 3140279 | 14 | Solar |  |  | Interconnected | Saint Paul | Protected Data | Protected Data | Protected Data | Residential | Solar* Rewards | 2019 | 2019 | n/a
Xcel Energy | 85 | 13781 | IOU | 3140350 | 11 | Solar |  |  | Interconnected | Saint Paul | Protected Data | Protected Data | Protected Data | Residential | Solar* Rewards | 2019 | 2020 | n/a
Xcel Energy | 85 | 13781 | IOU | 3140363 | 39 | Solar |  |  | Interconnected | Currie | Protected Data | Protected Data | Protected Data | Commercial | Solar* Rewards | 2019 | 2020 | n/a
Xcel Energy | 85 | 13781 | IOU | 3140389 | 9 | Solar |  |  | Interconnected | Saint Paul | Protected Data | Protected Data | Protected Data | Residential | Solar* Rewards | 2019 | 2019 | n/a
Xcel Energy | 85 | 13781 | IOU | 3140390 | 27 | Solar |  |  | Interconnected | Currie | Protected Data | Protected Data | Protected Data | Residential | Solar* Rewards | 2019 | 2020 | n/a
Xcel Energy | 85 | 13781 | IOU | 3140396 | 4 | Solar |  |  | Interconnected | Minneapolis | Protected Data | Protected Data | Protected Data | Residential | Solar* Rewards | 2019 | 2019 | n/a
Xcel Energy | 85 | 13781 | IOU | 3140405 | 6 | Solar |  |  | Interconnected | Saint Paul | Protected Data | Protected Data | Protected Data | Residential | Solar* Rewards | 2019 | 2019 | n/a
Xcel Energy | 85 | 13781 | IOU | 3140408 | 4 | Solar |  |  | Interconnected | Fridley | Protected Data | Protected Data | Protected Data | Residential | Solar* Rewards | 2019 | 2019 | n/a
Xcel Energy | 85 | 13781 | IOU | 3140431 | 5 | Solar |  |  | Interconnected | Saint Paul | Protected Data | Protected Data | Protected Data | Commercial | Solar* Rewards | 2019 | 2020 | n/a
Xcel Energy | 85 | 13781 | IOU | 3140440 | 7 | Solar |  |  | Interconnected | Minneapolis | Protected Data | Protected Data | Protected Data | Residential | Solar* Rewards | 2019 | 2019 | n/a
Xcel Energy | 85 | 13781 | IOU | 3140460 | 7 | Solar |  |  | Interconnected | Minneapolis | Protected Data | Protected Data | Protected Data | Residential | Solar* Rewards | 2019 | 2019 | n/a
Xcel Energy | 85 | 13781 | IOU | 3140496 | 9 | Solar |  |  | Interconnected | Lake Elmo | Protected Data | Protected Data | Protected Data | Residential | Solar* Rewards | 2019 | 2019 | n/a
Xcel Energy | 85 | 13781 | IOU | 3140497 | 4 | Solar |  |  | Interconnected | Minneapolis | Protected Data | Protected Data | Protected Data | Residential | Solar* Rewards | 2019 | 2019 | n/a
Xcel Energy | 85 | 13781 | IOU | 3140513 | 16 | Solar |  |  | Interconnected | Bloomington | Protected Data | Protected Data | Protected Data | Residential | Solar* Rewards | 2019 | 2019 | n/a
Xcel Energy | 85 | 13781 | IOU | 3140528 | 3 | Solar |  |  | Interconnected | Minneapolis | Protected Data | Protected Data | Protected Data | Residential | Solar* Rewards | 2019 | 2019 | n/a
Xcel Energy | 85 | 13781 | IOU | 3140584 | 14 | Solar |  |  | Interconnected | Oakdale | Protected Data | Protected Data | Protected Data | Residential | Solar* Rewards | 2019 | 2019 | n/a
Xcel Energy | 85 | 13781 | IOU | 3140609 | 13 | Solar |  |  | Interconnected | Afton | Protected Data | Protected Data | Protected Data | Residential | Solar* Rewards | 2019 | 2020 | n/a
Xcel Energy | 85 | 13781 | IOU | 3140619 | 6 | Solar |  |  | Interconnected | Minneapolis | Protected Data | Protected Data | Protected Data | Residential | Solar* Rewards | 2019 | 2019 | n/a
Xcel Energy | 85 | 13781 | IOU | 3140647 | 11 | Solar |  |  | Interconnected | Prior Lake | Protected Data | Protected Data | Protected Data | Residential | Solar* Rewards | 2019 | 2019 | n/a
Xcel Energy | 85 | 13781 | IOU | 3140655 | 6 | Solar |  |  | Interconnected | Minneapolis | Protected Data | Protected Data | Protected Data | Residential | Solar* Rewards | 2019 | 2020 | n/a
Xcel Energy | 85 | 13781 | IOU | 3140676 | 11 | Solar |  |  | Interconnected | Annandale | Protected Data | Protected Data | Protected Data | Residential | Solar* Rewards | 2019 | 2020 | n/a
Xcel Energy | 85 | 13781 | IOU | 3140785 | 5 | Solar |  |  | Interconnected | Maple Lake | Protected Data | Protected Data | Protected Data | Commercial | Solar* Rewards | 2019 | 2019 | n/a
Xcel Energy | 85 | 13781 | IOU | 3140790 | 12 | Solar |  |  | Interconnected | Deephaven | Protected Data | Protected Data | Protected Data | Residential | Solar* Rewards | 2019 | 2019 | n/a
Xcel Energy | 85 | 13781 | IOU | 3140811 | 8 | Solar |  |  | Interconnected | Saint Paul | Protected Data | Protected Data | Protected Data | Residential | Solar* Rewards | 2019 | 2019 | n/a
Xcel Energy | 85 | 13781 | IOU | 3140827 | 4 | Solar |  |  | Interconnected | Kimball | Protected Data | Protected Data | Protected Data | Commercial | Solar* Rewards | 2019 | 2019 | n/a
Xcel Energy | 85 | 13781 | IOU | 3140928 | 10 | Solar |  |  | Interconnected | Northfield | Protected Data | Protected Data | Protected Data | Residential | Solar* Rewards | 2019 | 2020 | n/a
Xcel Energy | 85 | 13781 | IOU | 3140955 | 5 | Solar |  |  | Interconnected | Cottage Grove | Protected Data | Protected Data | Protected Data | Residential | Solar* Rewards | 2019 | 2019 | n/a
Xcel Energy | 85 | 13781 | IOU | 3140987 | 12 | Solar |  |  | Interconnected | Eden Prairie | Protected Data | Protected Data | Protected Data | Residential | Solar* Rewards | 2019 | 2019 | n/a
Xcel Energy | 85 | 13781 | IOU | 3141036 | 9 | Solar |  |  | Interconnected | Saint Paul | Protected Data | Protected Data | Protected Data | Residential | Solar* Rewards | 2019 | 2019 | n/a
Xcel Energy | 85 | 13781 | IOU | 3141049 | 7 | Solar |  |  | Interconnected | Shoreview | Protected Data | Protected Data | Protected Data | Residential | Solar* Rewards | 2019 | 2020 | n/a
Xcel Energy | 85 | 13781 | IOU | 3141065 | 6 | Solar |  |  | Interconnected | New Brighton | Protected Data | Protected Data | Protected Data | Residential | Solar* Rewards | 2019 | 2019 | n/a
Xcel Energy | 85 | 13781 | IOU | 3141075 | 9 | Solar |  |  | Interconnected | Dundas | Protected Data | Protected Data | Protected Data | Residential | Solar* Rewards | 2019 | 2019 | n/a
Xcel Energy | 85 | 13781 | IOU | 3141078 | 9 | Solar |  |  | Interconnected | Lakeville | Protected Data | Protected Data | Protected Data | Residential | Solar* Rewards | 2019 | 2019 | n/a
Xcel Energy | 85 | 13781 | IOU | 3141084 | 7 | Solar |  |  | Interconnected | Rosemount | Protected Data | Protected Data | Protected Data | Residential | Solar* Rewards | 2019 | 2019 | n/a
Xcel Energy | 85 | 13781 | IOU | 3141147 | 5 | Solar |  |  | Interconnected | Roseville | Protected Data | Protected Data | Protected Data | Residential | Solar* Rewards | 2019 | 2020 | n/a
Xcel Energy | 85 | 13781 | IOU | 3141166 | 10 | Solar |  |  | Interconnected | Annandale | Protected Data | Protected Data | Protected Data | Residential | Solar* Rewards | 2019 | 2019 | n/a
Xcel Energy | 85 | 13781 | IOU | 3141249 | 8 | Solar |  |  | Interconnected | Arden Hills | Protected Data | Protected Data | Protected Data | Residential | Solar* Rewards | 2019 | 2019 | n/a
Xcel Energy | 85 | 13781 | IOU | 3141277 | 4 | Solar |  |  | Interconnected | Shoreview | Protected Data | Protected Data | Protected Data | Residential | Solar* Rewards | 2019 | 2019 | n/a
Xcel Energy | 85 | 13781 | IOU | 3141299 | 7 | Solar |  |  | Interconnected | Mankato | Protected Data | Protected Data | Protected Data | Residential | Solar* Rewards | 2019 | 2019 | n/a
Xcel Energy | 85 | 13781 | IOU | 3141316 | 12 | Solar |  |  | Interconnected | Minneapolis | Protected Data | Protected Data | Protected Data | Residential | Solar* Rewards | 2019 | 2019 | n/a
Xcel Energy | 85 | 13781 | IOU | 3141640 | 7 | Solar |  |  | Interconnected | Plymouth | Protected Data | Protected Data | Protected Data | Residential | Solar* Rewards | 2019 | 2019 | n/a
Xcel Energy | 85 | 13781 | IOU | 3141672 | 11 | Solar |  |  | Interconnected | Plymouth | Protected Data | Protected Data | Protected Data | Residential | Solar* Rewards | 2019 | 2019 | n/a
Xcel Energy | 85 | 13781 | IOU | 3141679 | 5 | Solar |  |  | Interconnected | Saint Paul | Protected Data | Protected Data | Protected Data | Residential | Solar* Rewards | 2019 | 2019 | n/a
Xcel Energy | 85 | 13781 | IOU | 3141852 | 7 | Solar |  |  | Interconnected | Stillwater | Protected Data | Protected Data | Protected Data | Residential | Solar* Rewards | 2019 | 2020 | n/a
Xcel Energy | 85 | 13781 | IOU | 3141854 | 5 | Solar |  |  | Interconnected | Shoreview | Protected Data | Protected Data | Protected Data | Residential | Solar* Rewards | 2019 | 2019 | n/a
Xcel Energy | 85 | 13781 | IOU | 3141872 | 19 | Solar |  |  | Interconnected | Janesville | Protected Data | Protected Data | Protected Data | Residential | Solar* Rewards | 2019 | 2020 | n/a
Xcel Energy | 85 | 13781 | IOU | 3141896 | 13 | Solar |  |  | Interconnected | Woodbury | Protected Data | Protected Data | Protected Data | Residential | Solar* Rewards | 2019 | 2019 | n/a
Xcel Energy | 85 | 13781 | IOU | 3141922 | 7 | Solar |  |  | Interconnected | Saint Paul | Protected Data | Protected Data | Protected Data | Residential | Solar* Rewards | 2019 | 2019 | n/a
Xcel Energy | 85 | 13781 | IOU | 3141926 | 5 | Solar |  |  | Interconnected | Saint Paul | Protected Data | Protected Data | Protected Data | Residential | Solar* Rewards | 2019 | 2019 | n/a
Xcel Energy | 85 | 13781 | IOU | 3141972 | 11 | Solar |  |  | Interconnected | Minneapolis | Protected Data | Protected Data | Protected Data | Residential | Solar* Rewards | 2019 | 2019 | n/a
Xcel Energy | 85 | 13781 | IOU | 3141986 | 4 | Solar |  |  | Interconnected | Minneapolis | Protected Data | Protected Data | Protected Data | Residential | Solar* Rewards | 2019 | 2019 | n/a
Xcel Energy | 85 | 13781 | IOU | 3141988 | 8 | Solar |  |  | Interconnected | Woodbury | Protected Data | Protected Data | Protected Data | Residential | Solar* Rewards | 2019 | 2019 | n/a
Xcel Energy | 85 | 13781 | IOU | 3141993 | 8 | Solar |  |  | Interconnected | Mound | Protected Data | Protected Data | Protected Data | Residential | Solar* Rewards | 2019 | 2019 | n/a
Xcel Energy | 85 | 13781 | IOU | 3141999 | 12 | Solar |  |  | Interconnected | Maplewood | Protected Data | Protected Data | Protected Data | Residential | Solar* Rewards | 2019 | 2019 | n/a
Xcel Energy | 85 | 13781 | IOU | 3142007 | 6 | Solar |  |  | Interconnected | Saint Paul | Protected Data | Protected Data | Protected Data | Residential | Solar* Rewards | 2019 | 2019 | n/a
Xcel Energy | 85 | 13781 | IOU | 3142434 | 6 | Solar |  |  | Interconnected | White Bear Lake | Protected Data | Protected Data | Protected Data | Residential | Solar* Rewards | 2019 | 2019 | n/a
Xcel Energy | 85 | 13781 | IOU | 3142443 | 6 | Solar |  |  | Interconnected | Saint Paul | Protected Data | Protected Data | Protected Data | Residential | Solar* Rewards | 2019 | 2020 | n/a
Xcel Energy | 85 | 13781 | IOU | 3142461 | 6 | Solar |  |  | Interconnected | Minneapolis | Protected Data | Protected Data | Protected Data | Residential | Solar* Rewards | 2019 | 2019 | n/a
Xcel Energy | 85 | 13781 | IOU | 3142984 | 203 | Solar |  |  | Interconnected | Wabasha | Protected Data | Protected Data | Protected Data | Commercial | Solar* Rewards | 2019 | 2020 | n/a
Xcel Energy | 85 | 13781 | IOU | 3143258 | 6 | Solar |  |  | Interconnected | Minneapolis | Protected Data | Protected Data | Protected Data | Residential | Solar* Rewards | 2019 | 2020 | n/a
Xcel Energy | 85 | 13781 | IOU | 3143415 | 9 | Solar |  |  | Interconnected | Maple Grove | Protected Data | Protected Data | Protected Data | Residential | Solar* Rewards | 2019 | 2020 | n/a
Xcel Energy | 85 | 13781 | IOU | 3143589 | 15 | Solar |  |  | Interconnected | Lakeland | Protected Data | Protected Data | Protected Data | Commercial | Solar* Rewards | 2019 | 2020 | n/a
Xcel Energy | 85 | 13781 | IOU | 3145910 | 1 | Solar |  |  | Interconnected | Minneapolis | Protected Data | Protected Data | Protected Data | Residential | Solar* Rewards | 2019 | 2020 | n/a
Xcel Energy | 85 | 13781 | IOU | 3146178 | 14 | Solar |  |  | Interconnected | Mayer | Protected Data | Protected Data | Protected Data | Residential | Solar* Rewards | 2019 | 2020 | n/a
Xcel Energy | 85 | 13781 | IOU | 3146250 | 8 | Solar |  |  | Interconnected | Howard Lake | Protected Data | Protected Data | Protected Data | Residential | Solar* Rewards | 2019 | 2019 | n/a
Xcel Energy | 85 | 13781 | IOU | 3146472 | 9 | Solar |  |  | Interconnected | Minneapolis | Protected Data | Protected Data | Protected Data | Residential | Solar* Rewards | 2019 | 2019 | n/a
Xcel Energy | 85 | 13781 | IOU | 3146623 | 6 | Solar |  |  | Interconnected | Lino Lakes | Protected Data | Protected Data | Protected Data | Commercial | Solar* Rewards | 2019 | 2020 | n/a
Xcel Energy | 85 | 13781 | IOU | 3146783 | 7 | Solar |  |  | Interconnected | Saint Paul | Protected Data | Protected Data | Protected Data | Residential | Solar* Rewards | 2019 | 2020 | n/a
Xcel Energy | 85 | 13781 | IOU | 3146860 | 5 | Solar |  |  | Interconnected | Saint Paul | Protected Data | Protected Data | Protected Data | Residential | Solar* Rewards | 2019 | 2020 | n/a
Xcel Energy | 85 | 13781 | IOU | 3149027 | 7 | Solar |  |  | Interconnected | Waseca | Protected Data | Protected Data | Protected Data | Residential | Solar* Rewards | 2019 | 2020 | n/a
Xcel Energy | 85 | 13781 | IOU | 3149041 | 7 | Solar |  |  | Interconnected | Winona | Protected Data | Protected Data | Protected Data | Residential | Solar* Rewards | 2019 | 2020 | n/a
Xcel Energy | 85 | 13781 | IOU | 3149234 | 8 | Solar |  |  | Interconnected | Saint Paul | Protected Data | Protected Data | Protected Data | Residential | Solar* Rewards | 2019 | 2020 | n/a
Xcel Energy | 85 | 13781 | IOU | 3149456 | 7 | Solar |  |  | Interconnected | Golden Valley | Protected Data | Protected Data | Protected Data | Residential | Solar* Rewards | 2019 | 2020 | n/a
Xcel Energy | 85 | 13781 | IOU | 3149760 | 16 | Solar |  |  | Interconnected | Montevideo | Protected Data | Protected Data | Protected Data | Residential | Solar* Rewards | 2019 | 2020 | n/a
Xcel Energy | 85 | 13781 | IOU | 3149850 | 5 | Solar |  |  | Interconnected | Saint Paul | Protected Data | Protected Data | Protected Data | Residential | Solar* Rewards | 2019 | 2020 | n/a
Xcel Energy | 85 | 13781 | IOU | 3150705 | 8 | Solar |  |  | Interconnected | Saint Michael | Protected Data | Protected Data | Protected Data | Residential | Solar* Rewards | 2019 | 2020 | n/a
Xcel Energy | 85 | 13781 | IOU | 3150920 | 14 | Solar |  |  | Interconnected | Eden Prairie | Protected Data | Protected Data | Protected Data | Residential | Solar* Rewards | 2019 | 2020 | n/a
Xcel Energy | 85 | 13781 | IOU | 3151028 | 5 | Solar |  |  | Interconnected | Minneapolis | Protected Data | Protected Data | Protected Data | Residential | Solar* Rewards | 2019 | 2020 | n/a
Xcel Energy | 85 | 13781 | IOU | 3151046 | 9 | Solar |  |  | Interconnected | Minneapolis | Protected Data | Protected Data | Protected Data | Residential | Solar* Rewards | 2019 | 2020 | n/a
Xcel Energy | 85 | 13781 | IOU | 3151123 | 2 | Solar |  |  | Interconnected | Minneapolis | Protected Data | Protected Data | Protected Data | Residential | Solar* Rewards | 2019 | 2020 | n/a
Xcel Energy | 85 | 13781 | IOU | 3151441 | 9 | Solar |  |  | Interconnected | Minneapolis | Protected Data | Protected Data | Protected Data | Residential | Solar* Rewards | 2019 | 2020 | n/a
Xcel Energy | 85 | 13781 | IOU | 3151474 | 14 | Solar |  |  | Interconnected | Farmington | Protected Data | Protected Data | Protected Data | Residential | Solar* Rewards | 2019 | 2020 | n/a
Xcel Energy | 85 | 13781 | IOU | 3152021 | 12 | Solar |  |  | Interconnected | Eden Prairie | Protected Data | Protected Data | Protected Data | Residential | Solar* Rewards | 2019 | 2020 | n/a
Xcel Energy | 85 | 13781 | IOU | 3152066 | 4 | Solar |  |  | Interconnected | Saint Paul | Protected Data | Protected Data | Protected Data | Commercial | Solar* Rewards | 2019 | 2019 | n/a
Xcel Energy | 85 | 13781 | IOU | 3152076 | 10 | Solar |  |  | Interconnected | Winona | Protected Data | Protected Data | Protected Data | Residential | Solar* Rewards | 2019 | 2020 | n/a
Xcel Energy | 85 | 13781 | IOU | 3152086 | 7 | Solar |  |  | Interconnected | Winona | Protected Data | Protected Data | Protected Data | Commercial | Solar* Rewards | 2019 | 2020 | n/a
Xcel Energy | 85 | 13781 | IOU | 3152095 | 2 | Solar |  |  | Interconnected | Minnesota City | Protected Data | Protected Data | Protected Data | Residential | Solar* Rewards | 2019 | 2020 | n/a
Xcel Energy | 85 | 13781 | IOU | 3152109 | 12 | Solar |  |  | Interconnected | Lonsdale | Protected Data | Protected Data | Protected Data | Residential | Solar* Rewards | 2019 | 2020 | n/a
Xcel Energy | 85 | 13781 | IOU | 3152594 | 13 | Solar |  |  | Interconnected | Inver Grove Heights | Protected Data | Protected Data | Protected Data | Commercial | Solar* Rewards | 2019 | 2019 | n/a
Xcel Energy | 85 | 13781 | IOU | 3152690 | 10 | Solar |  |  | Interconnected | Minneapolis | Protected Data | Protected Data | Protected Data | Residential | Solar* Rewards | 2019 | 2020 | n/a
Xcel Energy | 85 | 13781 | IOU | 3152727 | 41 | Solar |  |  | Interconnected | Inver Grove Heights | Protected Data | Protected Data | Protected Data | Commercial | Solar* Rewards | 2019 | 2020 | n/a
Xcel Energy | 85 | 13781 | IOU | 3152776 | 16 | Solar |  |  | Interconnected | West Concord | Protected Data | Protected Data | Protected Data | Residential | Solar* Rewards | 2019 | 2020 | n/a
Xcel Energy | 85 | 13781 | IOU | 3152778 | 11 | Solar |  |  | Interconnected | Minneapolis | Protected Data | Protected Data | Protected Data | Residential | Solar* Rewards | 2019 | 2020 | n/a
Xcel Energy | 85 | 13781 | IOU | 3152809 | 6 | Solar |  |  | Interconnected | Stillwater | Protected Data | Protected Data | Protected Data | Residential | Solar* Rewards | 2019 | 2019 | n/a
Xcel Energy | 85 | 13781 | IOU | 3152847 | 7 | Solar |  |  | Interconnected | Brooklyn Park | Protected Data | Protected Data | Protected Data | Residential | Solar* Rewards | 2019 | 2019 | n/a
Xcel Energy | 85 | 13781 | IOU | 3153151 | 20 | Solar |  |  | Interconnected | Maplewood | Protected Data | Protected Data | Protected Data | Residential | Solar* Rewards | 2019 | 2020 | n/a
Xcel Energy | 85 | 13781 | IOU | 3153189 | 11 | Solar |  |  | Interconnected | New Brighton | Protected Data | Protected Data | Protected Data | Residential | Solar* Rewards | 2019 | 2019 | n/a
Xcel Energy | 85 | 13781 | IOU | 3153349 | 8 | Solar |  |  | Interconnected | Minneapolis | Protected Data | Protected Data | Protected Data | Residential | Solar* Rewards | 2019 | 2020 | n/a
Xcel Energy | 85 | 13781 | IOU | 3153379 | 9 | Solar |  |  | Interconnected | Shoreview | Protected Data | Protected Data | Protected Data | Residential | Solar* Rewards | 2019 | 2019 | n/a
Xcel Energy | 85 | 13781 | IOU | 3153519 | 11 | Solar |  |  | Interconnected | Roseville | Protected Data | Protected Data | Protected Data | Residential | Solar* Rewards | 2019 | 2020 | n/a
Xcel Energy | 85 | 13781 | IOU | 3153693 | 6 | Solar |  |  | Interconnected | Minneapolis | Protected Data | Protected Data | Protected Data | Residential | Solar* Rewards | 2019 | 2020 | n/a
Xcel Energy | 85 | 13781 | IOU | 3154418 | 4 | Solar |  |  | Interconnected | Minneapolis | Protected Data | Protected Data | Protected Data | Residential | Solar* Rewards | 2019 | 2020 | n/a
Xcel Energy | 85 | 13781 | IOU | 3154593 | 8 | Solar |  |  | Interconnected | Circle Pines | Protected Data | Protected Data | Protected Data | Residential | Solar* Rewards | 2019 | 2020 | n/a
Xcel Energy | 85 | 13781 | IOU | 3154639 | 6 | Solar |  |  | Interconnected | Excelsior | Protected Data | Protected Data | Protected Data | Residential | Solar* Rewards | 2019 | 2020 | n/a
Xcel Energy | 85 | 13781 | IOU | 3154667 | 4 | Solar |  |  | Interconnected | Minneapolis | Protected Data | Protected Data | Protected Data | Residential | Solar* Rewards | 2019 | 2020 | n/a
Xcel Energy | 85 | 13781 | IOU | 3154802 | 6 | Solar |  |  | Interconnected | Savage | Protected Data | Protected Data | Protected Data | Residential | Solar* Rewards | 2019 | 2020 | n/a
Xcel Energy | 85 | 13781 | IOU | 3154822 | 522 | Solar |  |  | Interconnected | Waite Park | Protected Data | Protected Data | Protected Data | Commercial | Solar* Rewards | 2019 | 2020 | n/a
Xcel Energy | 85 | 13781 | IOU | 3154902 | 5 | Solar |  |  | Interconnected | Brooklyn Park | Protected Data | Protected Data | Protected Data | Residential | Solar* Rewards | 2019 | 2019 | n/a
Xcel Energy | 85 | 13781 | IOU | 3154961 | 8 | Solar |  |  | Interconnected | Wyoming | Protected Data | Protected Data | Protected Data | Residential | Solar* Rewards | 2019 | 2020 | n/a
Xcel Energy | 85 | 13781 | IOU | 3154989 | 12 | Solar |  |  | Interconnected | Waseca | Protected Data | Protected Data | Protected Data | Residential | Solar* Rewards | 2019 | 2020 | n/a
Xcel Energy | 85 | 13781 | IOU | 3155009 | 3 | Solar |  |  | Interconnected | Minneapolis | Protected Data | Protected Data | Protected Data | Residential | Solar* Rewards | 2019 | 2020 | n/a
Xcel Energy | 85 | 13781 | IOU | 3155056 | 7 | Solar |  |  | Interconnected | Saint Bonifacius | Protected Data | Protected Data | Protected Data | Residential | Solar* Rewards | 2019 | 2020 | n/a
Xcel Energy | 85 | 13781 | IOU | 3155062 | 4 | Solar |  |  | Interconnected | Rogers | Protected Data | Protected Data | Protected Data | Residential | Solar* Rewards | 2019 | 2020 | n/a
Xcel Energy | 85 | 13781 | IOU | 3155096 | 4 | Solar |  |  | Interconnected | Brooklyn Center | Protected Data | Protected Data | Protected Data | Residential | Solar* Rewards | 2019 | 2020 | n/a
Xcel Energy | 85 | 13781 | IOU | 3155966 | 39 | Solar |  |  | Interconnected | Clarks Grove | Protected Data | Protected Data | Protected Data | Commercial | Solar* Rewards | 2019 | 2019 | n/a
Xcel Energy | 85 | 13781 | IOU | 3155989 | 5 | Solar |  |  | Interconnected | Cottage Grove | Protected Data | Protected Data | Protected Data | Residential | Solar* Rewards | 2019 | 2020 | n/a
Xcel Energy | 85 | 13781 | IOU | 3155993 | 13 | Solar |  |  | Interconnected | Howard Lake | Protected Data | Protected Data | Protected Data | Commercial | Solar* Rewards | 2019 | 2020 | n/a
Xcel Energy | 85 | 13781 | IOU | 3156103 | 5 | Solar |  |  | Interconnected | Hopkins | Protected Data | Protected Data | Protected Data | Residential | Solar* Rewards | 2019 | 2020 | n/a
Xcel Energy | 85 | 13781 | IOU | 3156157 | 7 | Solar |  |  | Interconnected | Maplewood | Protected Data | Protected Data | Protected Data | Residential | Solar* Rewards | 2019 | 2020 | n/a
Xcel Energy | 85 | 13781 | IOU | 3156293 | 10 | Solar |  |  | Interconnected | Saint Paul | Protected Data | Protected Data | Protected Data | Residential | Solar* Rewards | 2019 | 2020 | n/a
Xcel Energy | 85 | 13781 | IOU | 3156354 | 5 | Solar |  |  | Interconnected | Minneapolis | Protected Data | Protected Data | Protected Data | Residential | Solar* Rewards | 2019 | 2020 | n/a
Xcel Energy | 85 | 13781 | IOU | 3156366 | 9 | Solar |  |  | Interconnected | Woodbury | Protected Data | Protected Data | Protected Data | Residential | Solar* Rewards | 2019 | 2019 | n/a
Xcel Energy | 85 | 13781 | IOU | 3156372 | 7 | Solar |  |  | Interconnected | Saint Paul | Protected Data | Protected Data | Protected Data | Residential | Solar* Rewards | 2019 | 2019 | n/a
Xcel Energy | 85 | 13781 | IOU | 3156648 | 4 | Solar |  |  | Interconnected | Richfield | Protected Data | Protected Data | Protected Data | Residential | Solar* Rewards | 2019 | 2020 | n/a
Xcel Energy | 85 | 13781 | IOU | 3156760 | 4 | Solar |  |  | Interconnected | Saint Paul | Protected Data | Protected Data | Protected Data | Residential | Solar* Rewards | 2019 | 2020 | n/a
Xcel Energy | 85 | 13781 | IOU | 3157093 | 9 | Solar |  |  | Interconnected | Tonka Bay | Protected Data | Protected Data | Protected Data | Commercial | Solar* Rewards | 2019 | 2020 | n/a
Xcel Energy | 85 | 13781 | IOU | 3157156 | 11 | Solar |  |  | Interconnected | Medina | Protected Data | Protected Data | Protected Data | Residential | Solar* Rewards | 2019 | 2020 | n/a
Xcel Energy | 85 | 13781 | IOU | 3157261 | 5 | Solar |  |  | Interconnected | Saint Paul | Protected Data | Protected Data | Protected Data | Residential | Solar* Rewards | 2019 | 2020 | n/a
Xcel Energy | 85 | 13781 | IOU | 3157569 | 6 | Solar |  |  | Interconnected | Wayzata | Protected Data | Protected Data | Protected Data | Residential | Solar* Rewards | 2019 | 2020 | n/a
Xcel Energy | 85 | 13781 | IOU | 3157572 | 4 | Solar |  |  | Interconnected | Waverly | Protected Data | Protected Data | Protected Data | Residential | Solar* Rewards | 2019 | 2020 | n/a
Xcel Energy | 85 | 13781 | IOU | 3157971 | 20 | Solar |  |  | Interconnected | Prior Lake | Protected Data | Protected Data | Protected Data | Residential | Solar* Rewards | 2019 | 2019 | n/a
Xcel Energy | 85 | 13781 | IOU | 3158078 | 40 | Solar |  |  | Interconnected | Minneapolis | Protected Data | Protected Data | Protected Data | Commercial | Solar* Rewards | 2019 | 2019 | n/a
Xcel Energy | 85 | 13781 | IOU | 3158133 | 10 | Solar |  |  | Interconnected | Saint Paul | Protected Data | Protected Data | Protected Data | Commercial | Solar* Rewards | 2019 | 2020 | n/a
Xcel Energy | 85 | 13781 | IOU | 3158168 | 40 | Solar |  |  | Interconnected | Brooklyn Park | Protected Data | Protected Data | Protected Data | Commercial | Solar* Rewards | 2019 | 2020 | n/a
Xcel Energy | 85 | 13781 | IOU | 3158290 | 40 | Solar |  |  | Interconnected | Brooklyn Park | Protected Data | Protected Data | Protected Data | Commercial | Solar* Rewards | 2019 | 2020 | n/a
Xcel Energy | 85 | 13781 | IOU | 3158663 | 40 | Solar |  |  | Interconnected | Brooklyn Park | Protected Data | Protected Data | Protected Data | Commercial | Solar* Rewards | 2019 | 2020 | n/a
Xcel Energy | 85 | 13781 | IOU | 3158841 | 40 | Solar |  |  | Interconnected | Brooklyn Center | Protected Data | Protected Data | Protected Data | Commercial | Solar* Rewards | 2019 | 2020 | n/a
Xcel Energy | 85 | 13781 | IOU | 3159026 | 40 | Solar |  |  | Interconnected | Brooklyn Park | Protected Data | Protected Data | Protected Data | Commercial | Solar* Rewards | 2019 | 2020 | n/a
Xcel Energy | 85 | 13781 | IOU | 3159027 | 4 | Solar |  |  | Interconnected | Minneapolis | Protected Data | Protected Data | Protected Data | Commercial | Solar* Rewards | 2019 | 2020 | n/a
Xcel Energy | 85 | 13781 | IOU | 3159045 | 4 | Solar |  |  | Interconnected | Minneapolis | Protected Data | Protected Data | Protected Data | Residential | Solar* Rewards | 2019 | 2020 | n/a
Xcel Energy | 85 | 13781 | IOU | 3159160 | 40 | Solar |  |  | Interconnected | Brooklyn Park | Protected Data | Protected Data | Protected Data | Commercial | Solar* Rewards | 2019 | 2020 | n/a
Xcel Energy | 85 | 13781 | IOU | 3159344 | 40 | Solar |  |  | Interconnected | Brooklyn Park | Protected Data | Protected Data | Protected Data | Commercial | Solar* Rewards | 2019 | 2020 | n/a
Xcel Energy | 85 | 13781 | IOU | 3159543 | 40 | Solar |  |  | Interconnected | Brooklyn Park | Protected Data | Protected Data | Protected Data | Commercial | Solar* Rewards | 2019 | 2020 | n/a
Xcel Energy | 85 | 13781 | IOU | 3159762 | 40 | Solar |  |  | Interconnected | Brooklyn Park | Protected Data | Protected Data | Protected Data | Commercial | Solar* Rewards | 2019 | 2020 | n/a
Xcel Energy | 85 | 13781 | IOU | 3166130 | 596 | Solar |  |  | Interconnected | Shoreview | Protected Data | Protected Data | Protected Data | Commercial | Solar* Rewards | 2019 | 2020 | n/a
Xcel Energy | 85 | 13781 | IOU | 3166249 | 882 | Solar |  |  | Interconnected | Roseville | Protected Data | Protected Data | Protected Data | Commercial | Solar* Rewards | 2019 | 2020 | n/a
Xcel Energy | 85 | 13781 | IOU | 3166280 | 820 | Solar |  |  | Interconnected | Minnetonka | Protected Data | Protected Data | Protected Data | Commercial | Solar* Rewards | 2019 | 2020 | n/a
Xcel Energy | 85 | 13781 | IOU | 3166554 | 5 | Solar |  |  | Interconnected | Saint Paul | Protected Data | Protected Data | Protected Data | Residential | Solar* Rewards | 2019 | 2019 | n/a
Xcel Energy | 85 | 13781 | IOU | 3166616 | 2 | Solar |  |  | Interconnected | Minneapolis | Protected Data | Protected Data | Protected Data | Residential | Solar* Rewards | 2019 | 2020 | n/a
Xcel Energy | 85 | 13781 | IOU | 3166648 | 4 | Solar |  |  | Interconnected | Minneapolis | Protected Data | Protected Data | Protected Data | Residential | Solar* Rewards | 2019 | 2020 | n/a
Xcel Energy | 85 | 13781 | IOU | 3166723 | 7 | Solar |  |  | Interconnected | Minneapolis | Protected Data | Protected Data | Protected Data | Residential | Solar* Rewards | 2019 | 2020 | n/a
Xcel Energy | 85 | 13781 | IOU | 3166743 | 9 | Solar |  |  | Interconnected | Minnetonka | Protected Data | Protected Data | Protected Data | Residential | Solar* Rewards | 2019 | 2019 | n/a
Xcel Energy | 85 | 13781 | IOU | 3167231 | 8 | Solar |  |  | Interconnected | Northfield | Protected Data | Protected Data | Protected Data | Residential | Solar* Rewards | 2019 | 2020 | n/a
Xcel Energy | 85 | 13781 | IOU | 3167255 | 6 | Solar |  |  | Interconnected | Saint Cloud | Protected Data | Protected Data | Protected Data | Residential | Solar* Rewards | 2019 | 2020 | n/a
Xcel Energy | 85 | 13781 | IOU | 3167360 | 10 | Solar |  |  | Interconnected | Eden Prairie | Protected Data | Protected Data | Protected Data | Residential | Solar* Rewards | 2019 | 2020 | n/a
Xcel Energy | 85 | 13781 | IOU | 3167429 | 10 | Solar |  |  | Interconnected | Inver Grove Heights | Protected Data | Protected Data | Protected Data | Residential | Solar* Rewards | 2019 | 2019 | n/a
Xcel Energy | 85 | 13781 | IOU | 3167514 | 10 | Solar |  |  | Interconnected | Minnetonka | Protected Data | Protected Data | Protected Data | Residential | Solar* Rewards | 2019 | 2019 | n/a
Xcel Energy | 85 | 13781 | IOU | 3167704 | 40 | Solar |  |  | Interconnected | Bloomington | Protected Data | Protected Data | Protected Data | Commercial | Solar* Rewards | 2019 | 2020 | n/a
Xcel Energy | 85 | 13781 | IOU | 3167789 | 13 | Solar |  |  | Interconnected | Elysian | Protected Data | Protected Data | Protected Data | Residential | Solar* Rewards | 2019 | 2020 | n/a
Xcel Energy | 85 | 13781 | IOU | 3168076 | 0 | Solar |  |  | Interconnected | Saint Paul | Protected Data | Protected Data | Protected Data | Residential | Solar* Rewards | 2019 | 2019 | n/a
Xcel Energy | 85 | 13781 | IOU | 3168494 | 8 | Solar |  |  | Interconnected | Plymouth | Protected Data | Protected Data | Protected Data | Residential | Solar* Rewards | 2019 | 2019 | n/a
Xcel Energy | 85 | 13781 | IOU | 3168572 | 3 | Solar |  |  | Interconnected | Minneapolis | Protected Data | Protected Data | Protected Data | Residential | Solar* Rewards | 2019 | 2020 | n/a
Xcel Energy | 85 | 13781 | IOU | 3168586 | 8 | Solar |  |  | Interconnected | Minneapolis | Protected Data | Protected Data | Protected Data | Residential | Solar* Rewards | 2019 | 2020 | n/a
Xcel Energy | 85 | 13781 | IOU | 3168705 | 50 | Solar |  |  | Interconnected | Saint Louis Park | Protected Data | Protected Data | Protected Data | Commercial | n/a | 2019 | 2019 | n/a
Xcel Energy | 85 | 13781 | IOU | 3168728 | 11 | Solar |  |  | Interconnected | Afton | Protected Data | Protected Data | Protected Data | Residential | Solar* Rewards | 2019 | 2020 | n/a
Xcel Energy | 85 | 13781 | IOU | 3168962 | 90 | Solar |  |  | Interconnected | Maple Plain | Protected Data | Protected Data | Protected Data | Commercial | Solar* Rewards | 2019 | 2020 | n/a
Xcel Energy | 85 | 13781 | IOU | 3169049 | 34 | Solar |  |  | Interconnected | Eden Prairie | Protected Data | Protected Data | Protected Data | Commercial | Solar* Rewards | 2019 | 2020 | n/a
Xcel Energy | 85 | 13781 | IOU | 3169074 | 5 | Solar |  |  | Interconnected | Saint Paul | Protected Data | Protected Data | Protected Data | Residential | Solar* Rewards | 2019 | 2020 | n/a
Xcel Energy | 85 | 13781 | IOU | 3169097 | 12 | Solar |  |  | Interconnected | Mazeppa | Protected Data | Protected Data | Protected Data | Residential | Solar* Rewards | 2019 | 2020 | n/a
Xcel Energy | 85 | 13781 | IOU | 3169214 | 20 | Solar |  |  | Interconnected | Norwood Young America | Protected Data | Protected Data | Protected Data | Residential | Solar* Rewards | 2019 | 2020 | n/a
Xcel Energy | 85 | 13781 | IOU | 3169405 | 8 | Solar |  |  | Interconnected | Roseville | Protected Data | Protected Data | Protected Data | Residential | Solar* Rewards | 2019 | 2020 | n/a
Xcel Energy | 85 | 13781 | IOU | 3169749 | 11 | Solar |  |  | Interconnected | Minneapolis | Protected Data | Protected Data | Protected Data | Residential | Solar* Rewards | 2019 | 2020 | n/a
Xcel Energy | 85 | 13781 | IOU | 3170105 | 7 | Solar |  |  | Interconnected | Chanhassen | Protected Data | Protected Data | Protected Data | Residential | Solar* Rewards | 2019 | 2020 | n/a
Xcel Energy | 85 | 13781 | IOU | 3170474 | 0 | Solar |  |  | Interconnected | Mound | Protected Data | Protected Data | Protected Data | Residential | Solar* Rewards | 2019 | 2019 | n/a
Xcel Energy | 85 | 13781 | IOU | 3170568 | 11 | Solar |  |  | Interconnected | Stillwater | Protected Data | Protected Data | Protected Data | Residential | Solar* Rewards | 2019 | 2020 | n/a
Xcel Energy | 85 | 13781 | IOU | 3170862 | 7 | Solar |  |  | Interconnected | Robbinsdale | Protected Data | Protected Data | Protected Data | Residential | Solar* Rewards | 2019 | 2019 | n/a
Xcel Energy | 85 | 13781 | IOU | 3170895 | 9 | Solar |  |  | Interconnected | Mankato | Protected Data | Protected Data | Protected Data | Residential | Solar* Rewards | 2019 | 2019 | n/a
Xcel Energy | 85 | 13781 | IOU | 3170954 | 14 | Solar |  |  | Interconnected | Forest Lake | Protected Data | Protected Data | Protected Data | Residential | Solar* Rewards | 2019 | 2020 | n/a
Xcel Energy | 85 | 13781 | IOU | 3171009 | 13 | Solar |  |  | Interconnected | Maple Grove | Protected Data | Protected Data | Protected Data | Residential | Solar* Rewards | 2019 | 2020 | n/a
Xcel Energy | 85 | 13781 | IOU | 3171063 | 4 | Solar |  |  | Interconnected | Minneapolis | Protected Data | Protected Data | Protected Data | Residential | Solar* Rewards | 2019 | 2019 | n/a
Xcel Energy | 85 | 13781 | IOU | 3171310 | 6 | Solar |  |  | Interconnected | Saint Paul | Protected Data | Protected Data | Protected Data | Residential | Solar* Rewards | 2019 | 2020 | n/a
Xcel Energy | 85 | 13781 | IOU | 3173739 | 5 | Solar |  |  | Interconnected | Minnetonka | Protected Data | Protected Data | Protected Data | Residential | Solar* Rewards | 2019 | 2019 | n/a
Xcel Energy | 85 | 13781 | IOU | 3173799 | 5 | Solar |  |  | Interconnected | Brooklyn Park | Protected Data | Protected Data | Protected Data | Residential | Solar* Rewards | 2019 | 2020 | n/a
Xcel Energy | 85 | 13781 | IOU | 3175806 | 10 | Solar |  |  | Interconnected | Mound | Protected Data | Protected Data | Protected Data | Residential | Solar* Rewards | 2019 | 2019 | n/a
Xcel Energy | 85 | 13781 | IOU | 3176704 | 12 | Solar |  |  | Interconnected | Lake City | Protected Data | Protected Data | Protected Data | Residential | Solar* Rewards | 2019 | 2020 | n/a
Xcel Energy | 85 | 13781 | IOU | 3177338 | 10 | Solar |  |  | Interconnected | Minneapolis | Protected Data | Protected Data | Protected Data | Residential | Solar* Rewards | 2019 | 2019 | n/a
Xcel Energy | 85 | 13781 | IOU | 3177377 | 11 | Solar |  |  | Interconnected | Northfield | Protected Data | Protected Data | Protected Data | Residential | Solar* Rewards | 2019 | 2020 | n/a
Xcel Energy | 85 | 13781 | IOU | 3177483 | 26 | Solar |  |  | Interconnected | Lake City | Protected Data | Protected Data | Protected Data | Residential | Solar* Rewards | 2019 | 2020 | n/a
Xcel Energy | 85 | 13781 | IOU | 3177804 | 10 | Solar |  |  | Interconnected | Saint Paul Park | Protected Data | Protected Data | Protected Data | Residential | Solar* Rewards | 2019 | 2020 | n/a
Xcel Energy | 85 | 13781 | IOU | 3177832 | 18 | Solar |  |  | Interconnected | Lake City | Protected Data | Protected Data | Protected Data | Residential | Solar* Rewards | 2019 | 2020 | n/a
Xcel Energy | 85 | 13781 | IOU | 3178070 | 3 | Solar |  |  | Interconnected | Minneapolis | Protected Data | Protected Data | Protected Data | Commercial | Solar* Rewards | 2019 | 2019 | n/a
Xcel Energy | 85 | 13781 | IOU | 3179604 | 12 | Solar |  |  | Interconnected | Lino Lakes | Protected Data | Protected Data | Protected Data | Residential | Solar* Rewards | 2019 | 2019 | n/a
Xcel Energy | 85 | 13781 | IOU | 3179756 | 4 | Solar |  |  | Interconnected | Minneapolis | Protected Data | Protected Data | Protected Data | Residential | Solar* Rewards | 2019 | 2020 | n/a
Xcel Energy | 85 | 13781 | IOU | 3179942 | 15 | Solar |  | X | Interconnected | Maple Grove | Protected Data | Protected Data | Protected Data | Residential | Solar* Rewards | 2019 | 2020 | n/a
Xcel Energy | 85 | 13781 | IOU | 3180147 | 11 | Solar |  |  | Interconnected | Minneapolis | Protected Data | Protected Data | Protected Data | Residential | Solar* Rewards | 2019 | 2019 | n/a
Xcel Energy | 85 | 13781 | IOU | 3180199 | 5 | Solar |  |  | Interconnected | Cottage Grove | Protected Data | Protected Data | Protected Data | Residential | Solar* Rewards | 2019 | 2020 | n/a
Xcel Energy | 85 | 13781 | IOU | 3180279 | 7 | Solar |  | X | Interconnected | Minneapolis | Protected Data | Protected Data | Protected Data | Residential | Solar* Rewards | 2019 | 2020 | n/a
Xcel Energy | 85 | 13781 | IOU | 3180291 | 8 | Solar |  |  | Interconnected | Saint Anthony | Protected Data | Protected Data | Protected Data | Residential | Solar* Rewards | 2019 | 2020 | n/a
Xcel Energy | 85 | 13781 | IOU | 3180298 | 9 | Solar |  | X | Interconnected | Saint Paul | Protected Data | Protected Data | Protected Data | Residential | Solar* Rewards | 2019 | 2020 | n/a
Xcel Energy | 85 | 13781 | IOU | 3180948 | 8 | Solar |  |  | Interconnected | Cottage Grove | Protected Data | Protected Data | Protected Data | Residential | Solar* Rewards | 2019 | 2020 | n/a
Xcel Energy | 85 | 13781 | IOU | 3181021 | 7 | Solar |  |  | Interconnected | Oakdale | Protected Data | Protected Data | Protected Data | Residential | Solar* Rewards | 2019 | 2020 | n/a
Xcel Energy | 85 | 13781 | IOU | 3181138 | 7 | Solar |  |  | Interconnected | Minneapolis | Protected Data | Protected Data | Protected Data | Residential | Solar* Rewards | 2019 | 2019 | n/a
Xcel Energy | 85 | 13781 | IOU | 3181169 | 8 | Solar |  |  | Interconnected | Minneapolis | Protected Data | Protected Data | Protected Data | Residential | Solar* Rewards | 2019 | 2020 | n/a
Xcel Energy | 85 | 13781 | IOU | 3181279 | 10 | Solar |  |  | Interconnected | Saint Paul | Protected Data | Protected Data | Protected Data | Residential | Solar* Rewards | 2019 | 2020 | n/a
Xcel Energy | 85 | 13781 | IOU | 3181324 | 39 | Solar |  |  | Interconnected | Dodge Center | Protected Data | Protected Data | Protected Data | Commercial | Solar* Rewards | 2019 | 2019 | n/a
Xcel Energy | 85 | 13781 | IOU | 3181545 | 6 | Solar |  |  | Interconnected | Minneapolis | Protected Data | Protected Data | Protected Data | Residential | Solar* Rewards | 2019 | 2019 | n/a
Xcel Energy | 85 | 13781 | IOU | 3181607 | 31 | Solar |  |  | Interconnected | Waterville | Protected Data | Protected Data | Protected Data | Residential | Solar* Rewards | 2019 | 2020 | n/a
Xcel Energy | 85 | 13781 | IOU | 3181657 | 10 | Solar |  |  | Interconnected | Saint Paul | Protected Data | Protected Data | Protected Data | Residential | Solar* Rewards | 2019 | 2019 | n/a
Xcel Energy | 85 | 13781 | IOU | 3181684 | 12 | Solar |  |  | Interconnected | Golden Valley | Protected Data | Protected Data | Protected Data | Residential | Solar* Rewards | 2019 | 2019 | n/a
Xcel Energy | 85 | 13781 | IOU | 3181860 | 17 | Solar |  |  | Interconnected | Stillwater | Protected Data | Protected Data | Protected Data | Residential | Solar* Rewards | 2019 | 2020 | n/a
Xcel Energy | 85 | 13781 | IOU | 3181872 | 5 | Solar |  |  | Interconnected | Saint Paul | Protected Data | Protected Data | Protected Data | Residential | Solar* Rewards | 2019 | 2019 | n/a
Xcel Energy | 85 | 13781 | IOU | 3181890 | 5 | Solar |  |  | Interconnected | Saint Anthony | Protected Data | Protected Data | Protected Data | Residential | Solar* Rewards | 2019 | 2020 | n/a
Xcel Energy | 85 | 13781 | IOU | 3181891 | 10 | Solar |  |  | Interconnected | Maple Grove | Protected Data | Protected Data | Protected Data | Residential | Solar* Rewards | 2019 | 2019 | n/a
Xcel Energy | 85 | 13781 | IOU | 3181928 | 5 | Solar |  |  | Interconnected | Saint Cloud | Protected Data | Protected Data | Protected Data | Residential | Solar* Rewards | 2019 | 2019 | n/a
Xcel Energy | 85 | 13781 | IOU | 3181976 | 4 | Solar |  |  | Interconnected | Minneapolis | Protected Data | Protected Data | Protected Data | Residential | Solar* Rewards | 2019 | 2020 | n/a
Xcel Energy | 85 | 13781 | IOU | 3182773 | 8 | Solar |  |  | Interconnected | North Oaks | Protected Data | Protected Data | Protected Data | Residential | Solar* Rewards | 2019 | 2020 | n/a
Xcel Energy | 85 | 13781 | IOU | 3183343 | 11 | Solar |  |  | Interconnected | Saint Paul | Protected Data | Protected Data | Protected Data | Residential | Solar* Rewards | 2019 | 2020 | n/a
Xcel Energy | 85 | 13781 | IOU | 3185100 | 7 | Solar |  |  | Interconnected | Minneapolis | Protected Data | Protected Data | Protected Data | Residential | Solar* Rewards | 2019 | 2020 | n/a
Xcel Energy | 85 | 13781 | IOU | 3186358 | 9 | Solar |  |  | Interconnected | Saint Paul | Protected Data | Protected Data | Protected Data | Residential | Solar* Rewards | 2019 | 2019 | n/a
Xcel Energy | 85 | 13781 | IOU | 3186513 | 8 | Solar |  |  | Interconnected | Minneapolis | Protected Data | Protected Data | Protected Data | Residential | Solar* Rewards | 2019 | 2019 | n/a
Xcel Energy | 85 | 13781 | IOU | 3186560 | 7 | Solar |  |  | Interconnected | Saint Paul | Protected Data | Protected Data | Protected Data | Residential | Solar* Rewards | 2019 | 2019 | n/a
Xcel Energy | 85 | 13781 | IOU | 3186632 | 9 | Solar |  |  | Interconnected | Minneapolis | Protected Data | Protected Data | Protected Data | Residential | Solar* Rewards | 2019 | 2020 | n/a
Xcel Energy | 85 | 13781 | IOU | 3186712 | 8 | Solar |  |  | Interconnected | Saint Paul | Protected Data | Protected Data | Protected Data | Residential | Solar* Rewards | 2019 | 2019 | n/a
Xcel Energy | 85 | 13781 | IOU | 3186778 | 9 | Solar |  |  | Interconnected | New Brighton | Protected Data | Protected Data | Protected Data | Residential | Solar* Rewards | 2019 | 2019 | n/a
Xcel Energy | 85 | 13781 | IOU | 3186889 | 7 | Solar |  |  | Interconnected | Minneapolis | Protected Data | Protected Data | Protected Data | Residential | Solar* Rewards | 2019 | 2020 | n/a
Xcel Energy | 85 | 13781 | IOU | 3187505 | 0 | Solar |  |  | Interconnected | Stillwater | Protected Data | Protected Data | Protected Data | Residential | Solar* Rewards | 2019 | 2019 | n/a
Xcel Energy | 85 | 13781 | IOU | 3188134 | 11 | Solar |  |  | Interconnected | Afton | Protected Data | Protected Data | Protected Data | Residential | Solar* Rewards | 2019 | 2019 | n/a
Xcel Energy | 85 | 13781 | IOU | 3188135 | 6 | Solar |  |  | Interconnected | Eden Prairie | Protected Data | Protected Data | Protected Data | Residential | Solar* Rewards | 2019 | 2019 | n/a
Xcel Energy | 85 | 13781 | IOU | 3188223 | 11 | Solar |  |  | Interconnected | Arden Hills | Protected Data | Protected Data | Protected Data | Residential | Solar* Rewards | 2019 | 2020 | n/a
Xcel Energy | 85 | 13781 | IOU | 3188274 | 6 | Solar |  |  | Interconnected | Saint Paul | Protected Data | Protected Data | Protected Data | Residential | Solar* Rewards | 2019 | 2020 | n/a
Xcel Energy | 85 | 13781 | IOU | 3188576 | 0 | Solar |  |  | Interconnected | Saint Paul | Protected Data | Protected Data | Protected Data | Residential | Solar* Rewards | 2019 | 2019 | n/a
Xcel Energy | 85 | 13781 | IOU | 3188655 | 3 | Solar |  |  | Interconnected | Minneapolis | Protected Data | Protected Data | Protected Data | Residential | Solar* Rewards | 2019 | 2020 | n/a
Xcel Energy | 85 | 13781 | IOU | 3188835 | 8 | Solar |  |  | Interconnected | Saint Cloud | Protected Data | Protected Data | Protected Data | Residential | Solar* Rewards | 2019 | 2020 | n/a
Xcel Energy | 85 | 13781 | IOU | 3188956 | 11 | Solar |  |  | Interconnected | Monticello | Protected Data | Protected Data | Protected Data | Residential | Solar* Rewards | 2019 | 2019 | n/a
Xcel Energy | 85 | 13781 | IOU | 3189132 | 9 | Solar |  |  | Interconnected | Saint Paul | Protected Data | Protected Data | Protected Data | Residential | Solar* Rewards | 2019 | 2020 | n/a
Xcel Energy | 85 | 13781 | IOU | 3190734 | 4 | Solar |  |  | Interconnected | Saint Paul | Protected Data | Protected Data | Protected Data | Residential | Solar* Rewards | 2019 | 2019 | n/a
Xcel Energy | 85 | 13781 | IOU | 3190747 | 6 | Solar |  |  | Interconnected | Saint Paul | Protected Data | Protected Data | Protected Data | Residential | Solar* Rewards | 2019 | 2020 | n/a
Xcel Energy | 85 | 13781 | IOU | 3190767 | 6 | Solar |  |  | Interconnected | Anoka | Protected Data | Protected Data | Protected Data | Residential | Solar* Rewards | 2019 | 2019 | n/a
Xcel Energy | 85 | 13781 | IOU | 3190793 | 18 | Solar |  |  | Interconnected | Edina | Protected Data | Protected Data | Protected Data | Residential | Solar* Rewards | 2019 | 2020 | n/a
Xcel Energy | 85 | 13781 | IOU | 3190858 | 6 | Solar |  |  | Interconnected | Minneapolis | Protected Data | Protected Data | Protected Data | Residential | Solar* Rewards | 2019 | 2020 | n/a
Xcel Energy | 85 | 13781 | IOU | 3190879 | 3 | Solar |  |  | Interconnected | Fridley | Protected Data | Protected Data | Protected Data | Residential | Solar* Rewards | 2019 | 2020 | n/a
Xcel Energy | 85 | 13781 | IOU | 3191556 | 4 | Solar |  |  | Interconnected | Saint Paul | Protected Data | Protected Data | Protected Data | Residential | Solar* Rewards | 2019 | 2019 | n/a
Xcel Energy | 85 | 13781 | IOU | 3191599 | 13 | Solar |  |  | Interconnected | Woodbury | Protected Data | Protected Data | Protected Data | Residential | Solar* Rewards | 2019 | 2020 | n/a
Xcel Energy | 85 | 13781 | IOU | 3191944 | 17 | Solar |  |  | Interconnected | Stillwater | Protected Data | Protected Data | Protected Data | Residential | Solar* Rewards | 2019 | 2019 | n/a
Xcel Energy | 85 | 13781 | IOU | 3192474 | 13 | Solar |  |  | Interconnected | Stillwater | Protected Data | Protected Data | Protected Data | Residential | Solar* Rewards | 2019 | 2020 | n/a
Xcel Energy | 85 | 13781 | IOU | 3192540 | 13 | Solar |  |  | Interconnected | Chisago City | Protected Data | Protected Data | Protected Data | Residential | Solar* Rewards | 2019 | 2020 | n/a
Xcel Energy | 85 | 13781 | IOU | 3194854 | 5 | Solar |  |  | Interconnected | Minneapolis | Protected Data | Protected Data | Protected Data | Residential | Solar* Rewards | 2019 | 2020 | n/a
Xcel Energy | 85 | 13781 | IOU | 3195094 | 4 | Solar |  |  | Interconnected | Saint Paul | Protected Data | Protected Data | Protected Data | Residential | Solar* Rewards | 2019 | 2020 | n/a
Xcel Energy | 85 | 13781 | IOU | 3195145 | 0 | Storage |  | X | Interconnected | Minneapolis | Protected Data | Protected Data | Protected Data | Residential | Solar* Rewards | 2019 | 2020 | n/a
Xcel Energy | 85 | 13781 | IOU | 3195170 | 0 | Storage |  | X | Interconnected | Eden Prairie | Protected Data | Protected Data | Protected Data | Residential | Solar* Rewards | 2019 | 2020 | n/a
Xcel Energy | 85 | 13781 | IOU | 3195215 | 6 | Solar |  |  | Interconnected | Lake Elmo | Protected Data | Protected Data | Protected Data | Residential | Solar* Rewards | 2019 | 2020 | n/a
Xcel Energy | 85 | 13781 | IOU | 3195272 | 9 | Solar |  |  | Interconnected | Minnetrista | Protected Data | Protected Data | Protected Data | Residential | Solar* Rewards | 2019 | 2019 | n/a
Xcel Energy | 85 | 13781 | IOU | 3196172 | 9 | Solar |  |  | Interconnected | Woodbury | Protected Data | Protected Data | Protected Data | Residential | Solar* Rewards | 2019 | 2019 | n/a
Xcel Energy | 85 | 13781 | IOU | 3196214 | 11 | Solar |  |  | Interconnected | Saint Paul | Protected Data | Protected Data | Protected Data | Residential | Solar* Rewards | 2019 | 2020 | n/a
Xcel Energy | 85 | 13781 | IOU | 3198622 | 9 | Solar |  |  | Interconnected | Hastings | Protected Data | Protected Data | Protected Data | Residential | Solar* Rewards | 2019 | 2020 | n/a
Xcel Energy | 85 | 13781 | IOU | 3198736 | 6 | Solar |  |  | Interconnected | Pine Island | Protected Data | Protected Data | Protected Data | Residential | Solar* Rewards | 2019 | 2020 | n/a
Xcel Energy | 85 | 13781 | IOU | 3198990 | 8 | Solar |  |  | Interconnected | Minneapolis | Protected Data | Protected Data | Protected Data | Residential | Solar* Rewards | 2019 | 2020 | n/a
Xcel Energy | 85 | 13781 | IOU | 3199541 | 14 | Solar |  |  | Interconnected | Dassel | Protected Data | Protected Data | Protected Data | Residential | Solar* Rewards | 2019 | 2019 | n/a
Xcel Energy | 85 | 13781 | IOU | 3199681 | 40 | Solar |  |  | Interconnected | Saint Paul | Protected Data | Protected Data | Protected Data | Commercial | Solar* Rewards | 2019 | 2019 | n/a
Xcel Energy | 85 | 13781 | IOU | 3199732 | 4 | Solar |  |  | Interconnected | Saint Paul | Protected Data | Protected Data | Protected Data | Residential | Solar* Rewards | 2019 | 2020 | n/a
Xcel Energy | 85 | 13781 | IOU | 3200585 | 5 | Solar |  |  | Interconnected | Mankato | Protected Data | Protected Data | Protected Data | Residential | Solar* Rewards | 2019 | 2020 | n/a
Xcel Energy | 85 | 13781 | IOU | 3200922 | 9 | Solar |  |  | Interconnected | Bloomington | Protected Data | Protected Data | Protected Data | Residential | Solar* Rewards | 2019 | 2020 | n/a
Xcel Energy | 85 | 13781 | IOU | 3201285 | 8 | Solar |  |  | Interconnected | Waverly | Protected Data | Protected Data | Protected Data | Residential | Solar* Rewards | 2019 | 2019 | n/a
Xcel Energy | 85 | 13781 | IOU | 3201328 | 6 | Solar |  |  | Interconnected | Minneapolis | Protected Data | Protected Data | Protected Data | Residential | Solar* Rewards | 2019 | 2019 | n/a
Xcel Energy | 85 | 13781 | IOU | 3201462 | 7 | Solar |  |  | Interconnected | Minneapolis | Protected Data | Protected Data | Protected Data | Residential | Solar* Rewards | 2019 | 2020 | n/a
Xcel Energy | 85 | 13781 | IOU | 3201571 | 7 | Solar |  |  | Interconnected | Minneapolis | Protected Data | Protected Data | Protected Data | Residential | Solar* Rewards | 2019 | 2020 | n/a
Xcel Energy | 85 | 13781 | IOU | 3201640 | 19 | Solar |  |  | Interconnected | Lake City | Protected Data | Protected Data | Protected Data | Residential | Solar* Rewards | 2019 | 2020 | n/a
Xcel Energy | 85 | 13781 | IOU | 3201656 | 10 | Solar |  |  | Interconnected | Stillwater | Protected Data | Protected Data | Protected Data | Residential | Solar* Rewards | 2019 | 2019 | n/a
Xcel Energy | 85 | 13781 | IOU | 3201676 | 0 | Solar |  |  | Interconnected | Stillwater | Protected Data | Protected Data | Protected Data | Residential | Solar* Rewards | 2019 | 2019 | n/a
Xcel Energy | 85 | 13781 | IOU | 3202542 | 38 | Solar |  |  | Interconnected | Burnsville | Protected Data | Protected Data | Protected Data | Commercial | Solar* Rewards | 2019 | 2020 | n/a
Xcel Energy | 85 | 13781 | IOU | 3202628 | 22 | Solar |  |  | Interconnected | Burnsville | Protected Data | Protected Data | Protected Data | Commercial | Solar* Rewards | 2019 | 2020 | n/a
Xcel Energy | 85 | 13781 | IOU | 3203117 | 40 | Solar |  |  | Interconnected | Red Wing | Protected Data | Protected Data | Protected Data | Commercial | Solar* Rewards | 2019 | 2020 | n/a
Xcel Energy | 85 | 13781 | IOU | 3203317 | 5 | Solar |  |  | Interconnected | Minneapolis | Protected Data | Protected Data | Protected Data | Residential | Solar* Rewards | 2019 | 2020 | n/a
Xcel Energy | 85 | 13781 | IOU | 3203562 | 10 | Solar |  |  | Interconnected | Woodbury | Protected Data | Protected Data | Protected Data | Residential | Solar* Rewards | 2019 | 2020 | n/a
Xcel Energy | 85 | 13781 | IOU | 3203691 | 10 | Solar |  |  | Interconnected | Shoreview | Protected Data | Protected Data | Protected Data | Residential | Solar* Rewards | 2019 | 2020 | n/a
Xcel Energy | 85 | 13781 | IOU | 3203735 | 13 | Solar |  |  | Interconnected | Maple Plain | Protected Data | Protected Data | Protected Data | Residential | Solar* Rewards | 2019 | 2020 | n/a
Xcel Energy | 85 | 13781 | IOU | 3206362 | 20 | Solar |  |  | Interconnected | Chisago City | Protected Data | Protected Data | Protected Data | Residential | Solar* Rewards | 2019 | 2020 | n/a
Xcel Energy | 85 | 13781 | IOU | 3206378 | 8 | Solar |  |  | Interconnected | Saint Paul | Protected Data | Protected Data | Protected Data | Residential | Solar* Rewards | 2019 | 2020 | n/a
Xcel Energy | 85 | 13781 | IOU | 3206411 | 6 | Solar |  |  | Interconnected | Minneapolis | Protected Data | Protected Data | Protected Data | Residential | Solar* Rewards | 2019 | 2019 | n/a
Xcel Energy | 85 | 13781 | IOU | 3206422 | 12 | Solar |  |  | Interconnected | Wayzata | Protected Data | Protected Data | Protected Data | Residential | Solar* Rewards | 2019 | 2020 | n/a
Xcel Energy | 85 | 13781 | IOU | 3206468 | 6 | Solar |  |  | Interconnected | Mendota Heights | Protected Data | Protected Data | Protected Data | Residential | Solar* Rewards | 2019 | 2019 | n/a
Xcel Energy | 85 | 13781 | IOU | 3208807 | 10 | Solar |  |  | Interconnected | Saint Paul | Protected Data | Protected Data | Protected Data | Commercial | Solar* Rewards | 2019 | 2019 | n/a
Xcel Energy | 85 | 13781 | IOU | 3209165 | 9 | Solar |  |  | Interconnected | Stillwater | Protected Data | Protected Data | Protected Data | Residential | Solar* Rewards | 2019 | 2020 | n/a
Xcel Energy | 85 | 13781 | IOU | 3209742 | 31 | Solar |  |  | Interconnected | Faribault | Protected Data | Protected Data | Protected Data | Commercial | Solar* Rewards | 2019 | 2020 | n/a
Xcel Energy | 85 | 13781 | IOU | 3209866 | 15 | Solar |  |  | Interconnected | Saint Paul | Protected Data | Protected Data | Protected Data | Commercial | n/a | 2019 | 2019 | n/a
Xcel Energy | 85 | 13781 | IOU | 3209868 | 9 | Solar |  |  | Interconnected | Minnetonka | Protected Data | Protected Data | Protected Data | Residential | Solar* Rewards | 2019 | 2019 | n/a
Xcel Energy | 85 | 13781 | IOU | 3209899 | 11 | Solar |  |  | Interconnected | New Brighton | Protected Data | Protected Data | Protected Data | Residential | Solar* Rewards | 2019 | 2019 | n/a
Xcel Energy | 85 | 13781 | IOU | 3209971 | 6 | Solar |  | X | Interconnected | Edina | Protected Data | Protected Data | Protected Data | Residential | Solar* Rewards | 2019 | 2020 | n/a
Xcel Energy | 85 | 13781 | IOU | 3210019 | 39 | Solar |  |  | Interconnected | White Bear Lake | Protected Data | Protected Data | Protected Data | Commercial | Solar* Rewards | 2019 | 2020 | n/a
Xcel Energy | 85 | 13781 | IOU | 3210064 | 5 | Solar |  |  | Interconnected | Saint Paul | Protected Data | Protected Data | Protected Data | Residential | Solar* Rewards | 2019 | 2019 | n/a
Xcel Energy | 85 | 13781 | IOU | 3210199 | 10 | Solar |  |  | Interconnected | West Saint Paul | Protected Data | Protected Data | Protected Data | Commercial | Solar* Rewards | 2019 | 2019 | n/a
Xcel Energy | 85 | 13781 | IOU | 3214697 | 13 | Solar |  |  | Interconnected | Saint Michael | Protected Data | Protected Data | Protected Data | Residential | Solar* Rewards | 2019 | 2020 | n/a
Xcel Energy | 85 | 13781 | IOU | 3215088 | 7 | Solar |  |  | Interconnected | Delano | Protected Data | Protected Data | Protected Data | Residential | Solar* Rewards | 2019 | 2020 | n/a
Xcel Energy | 85 | 13781 | IOU | 3215669 | 5 | Solar |  |  | Interconnected | Woodbury | Protected Data | Protected Data | Protected Data | Residential | Solar* Rewards | 2019 | 2020 | n/a
Xcel Energy | 85 | 13781 | IOU | 3215769 | 9 | Solar |  |  | Interconnected | Minneapolis | Protected Data | Protected Data | Protected Data | Residential | Solar* Rewards | 2019 | 2020 | n/a
Xcel Energy | 85 | 13781 | IOU | 3216733 | 6 | Solar |  |  | Interconnected | Minneapolis | Protected Data | Protected Data | Protected Data | Residential | Solar* Rewards | 2019 | 2020 | n/a
Xcel Energy | 85 | 13781 | IOU | 3217081 | 8 | Solar |  |  | Interconnected | Lakeville | Protected Data | Protected Data | Protected Data | Residential | Solar* Rewards | 2019 | 2020 | n/a
Xcel Energy | 85 | 13781 | IOU | 3217124 | 5 | Solar |  |  | Interconnected | Shoreview | Protected Data | Protected Data | Protected Data | Residential | Solar* Rewards | 2019 | 2019 | n/a
Xcel Energy | 85 | 13781 | IOU | 3217173 | 5 | Solar |  |  | Interconnected | Bloomington | Protected Data | Protected Data | Protected Data | Residential | Solar* Rewards | 2019 | 2019 | n/a
Xcel Energy | 85 | 13781 | IOU | 3217270 | 8 | Solar |  | X | Interconnected | Shafer | Protected Data | Protected Data | Protected Data | Residential | Solar* Rewards | 2019 | 2020 | n/a
Xcel Energy | 85 | 13781 | IOU | 3217746 | 6 | Solar |  |  | Interconnected | Minnetonka | Protected Data | Protected Data | Protected Data | Residential | Solar* Rewards | 2019 | 2020 | n/a
Xcel Energy | 85 | 13781 | IOU | 3218464 | 9 | Solar |  |  | Interconnected | Stillwater | Protected Data | Protected Data | Protected Data | Residential | Solar* Rewards | 2019 | 2019 | n/a
Xcel Energy | 85 | 13781 | IOU | 3218546 | 5 | Solar |  | X | Interconnected | Saint Paul | Protected Data | Protected Data | Protected Data | Residential | Solar* Rewards | 2019 | 2020 | n/a
Xcel Energy | 85 | 13781 | IOU | 3218553 | 15 | Solar |  |  | Interconnected | Brooten | Protected Data | Protected Data | Protected Data | Commercial | Solar* Rewards | 2019 | 2019 | n/a
Xcel Energy | 85 | 13781 | IOU | 3218566 | 7 | Solar |  |  | Interconnected | Inver Grove Heights | Protected Data | Protected Data | Protected Data | Residential | Solar* Rewards | 2019 | 2019 | n/a
Xcel Energy | 85 | 13781 | IOU | 3218858 | 11 | Solar |  |  | Interconnected | Minneapolis | Protected Data | Protected Data | Protected Data | Residential | Solar* Rewards | 2019 | 2020 | n/a
Xcel Energy | 85 | 13781 | IOU | 3218968 | 14 | Solar |  |  | Interconnected | Woodbury | Protected Data | Protected Data | Protected Data | Residential | Solar* Rewards | 2019 | 2020 | n/a
Xcel Energy | 85 | 13781 | IOU | 3219264 | 0 | Solar |  |  | Interconnected | Taylors Falls | Protected Data | Protected Data | Protected Data | Residential | Solar* Rewards | 2019 | 2019 | n/a
Xcel Energy | 85 | 13781 | IOU | 3220526 | 12 | Solar |  |  | Interconnected | Golden Valley | Protected Data | Protected Data | Protected Data | Residential | Solar* Rewards | 2019 | 2020 | n/a
Xcel Energy | 85 | 13781 | IOU | 3224176 | 9 | Solar |  |  | Interconnected | Golden Valley | Protected Data | Protected Data | Protected Data | Residential | Solar* Rewards | 2019 | 2019 | n/a
Xcel Energy | 85 | 13781 | IOU | 3224450 | 4 | Solar |  |  | Interconnected | Minneapolis | Protected Data | Protected Data | Protected Data | Residential | Solar* Rewards | 2019 | 2019 | n/a
Xcel Energy | 85 | 13781 | IOU | 3224459 | 7 | Solar |  |  | Interconnected | Woodbury | Protected Data | Protected Data | Protected Data | Residential | Solar* Rewards | 2019 | 2020 | n/a
Xcel Energy | 85 | 13781 | IOU | 3224636 | 7 | Solar |  |  | Interconnected | Minneapolis | Protected Data | Protected Data | Protected Data | Residential | Solar* Rewards | 2019 | 2019 | n/a
Xcel Energy | 85 | 13781 | IOU | 3224654 | 9 | Solar |  |  | Interconnected | Edina | Protected Data | Protected Data | Protected Data | Residential | Solar* Rewards | 2019 | 2019 | n/a
Xcel Energy | 85 | 13781 | IOU | 3225066 | 8 | Solar |  |  | Interconnected | Taylors Falls | Protected Data | Protected Data | Protected Data | Residential | Solar* Rewards | 2019 | 2019 | n/a
Xcel Energy | 85 | 13781 | IOU | 3225825 | 11 | Solar |  |  | Interconnected | Rice | Protected Data | Protected Data | Protected Data | Residential | Solar* Rewards | 2019 | 2020 | n/a
Xcel Energy | 85 | 13781 | IOU | 3226571 | 8 | Solar |  |  | Interconnected | Taylors Falls | Protected Data | Protected Data | Protected Data | Residential | Solar* Rewards | 2019 | 2019 | n/a
Xcel Energy | 85 | 13781 | IOU | 3229141 | 40 | Solar |  |  | Interconnected | Minneapolis | Protected Data | Protected Data | Protected Data | Commercial | Solar* Rewards | 2019 | 2020 | n/a
Xcel Energy | 85 | 13781 | IOU | 3229261 | 7 | Solar |  |  | Interconnected | Saint Paul | Protected Data | Protected Data | Protected Data | Residential | Solar* Rewards | 2019 | 2020 | n/a
Xcel Energy | 85 | 13781 | IOU | 3229629 | 40 | Solar |  |  | Interconnected | Winona | Protected Data | Protected Data | Protected Data | Commercial | Solar* Rewards | 2019 | 2020 | n/a
Xcel Energy | 85 | 13781 | IOU | 3229816 | 9 | Solar |  |  | Interconnected | Stillwater | Protected Data | Protected Data | Protected Data | Residential | Solar* Rewards | 2019 | 2020 | n/a
Xcel Energy | 85 | 13781 | IOU | 3230052 | 7 | Solar |  |  | Interconnected | Plymouth | Protected Data | Protected Data | Protected Data | Residential | Solar* Rewards | 2019 | 2020 | n/a
Xcel Energy | 85 | 13781 | IOU | 3230596 | 2 | Solar |  |  | Interconnected | Minneapolis | Protected Data | Protected Data | Protected Data | Residential | Solar* Rewards | 2019 | 2019 | n/a
Xcel Energy | 85 | 13781 | IOU | 3230687 | 16 | Solar |  |  | Interconnected | Stillwater | Protected Data | Protected Data | Protected Data | Residential | Solar* Rewards | 2019 | 2019 | n/a
Xcel Energy | 85 | 13781 | IOU | 3232228 | 4 | Solar |  | X | Interconnected | Shorewood | Protected Data | Protected Data | Protected Data | Residential | Solar* Rewards | 2019 | 2020 | n/a
Xcel Energy | 85 | 13781 | IOU | 3232304 | 10 | Solar |  |  | Interconnected | Roseville | Protected Data | Protected Data | Protected Data | Residential | Solar* Rewards | 2019 | 2020 | n/a
Xcel Energy | 85 | 13781 | IOU | 3232581 | 7 | Solar |  |  | Interconnected | Edina | Protected Data | Protected Data | Protected Data | Residential | Solar* Rewards | 2019 | 2020 | n/a
Xcel Energy | 85 | 13781 | IOU | 3232814 | 9 | Solar |  |  | Interconnected | Minneapolis | Protected Data | Protected Data | Protected Data | Residential | Solar* Rewards | 2019 | 2020 | n/a
Xcel Energy | 85 | 13781 | IOU | 3232925 | 4 | Solar |  |  | Interconnected | Minneapolis | Protected Data | Protected Data | Protected Data | Residential | Solar* Rewards | 2019 | 2019 | n/a
Xcel Energy | 85 | 13781 | IOU | 3232996 | 5 | Solar |  |  | Interconnected | Fridley | Protected Data | Protected Data | Protected Data | Residential | Solar* Rewards | 2019 | 2020 | n/a
Xcel Energy | 85 | 13781 | IOU | 3233418 | 11 | Solar |  |  | Interconnected | Belle Plaine | Protected Data | Protected Data | Protected Data | Residential | Solar* Rewards | 2019 | 2020 | n/a
Xcel Energy | 85 | 13781 | IOU | 3235024 | 3 | Solar |  |  | Interconnected | Saint Paul | Protected Data | Protected Data | Protected Data | Residential | Solar* Rewards | 2019 | 2020 | n/a
Xcel Energy | 85 | 13781 | IOU | 3235567 | 3 | Solar |  |  | Interconnected | Minneapolis | Protected Data | Protected Data | Protected Data | Residential | Solar* Rewards | 2019 | 2019 | n/a
Xcel Energy | 85 | 13781 | IOU | 3235620 | 8 | Solar |  |  | Interconnected | Minnetonka | Protected Data | Protected Data | Protected Data | Residential | Solar* Rewards | 2019 | 2020 | n/a
Xcel Energy | 85 | 13781 | IOU | 3235802 | 10 | Solar |  |  | Interconnected | Brooklyn Park | Protected Data | Protected Data | Protected Data | Residential | Solar* Rewards | 2019 | 2020 | n/a
Xcel Energy | 85 | 13781 | IOU | 3235806 | 8 | Solar |  |  | Interconnected | Plymouth | Protected Data | Protected Data | Protected Data | Residential | Solar* Rewards | 2019 | 2019 | n/a
Xcel Energy | 85 | 13781 | IOU | 3236472 | 7 | Solar |  |  | Interconnected | Winona | Protected Data | Protected Data | Protected Data | Residential | Solar* Rewards | 2019 | 2020 | n/a
Xcel Energy | 85 | 13781 | IOU | 3236479 | 10 | Solar |  |  | Interconnected | Minnesota City | Protected Data | Protected Data | Protected Data | Commercial | Solar* Rewards | 2019 | 2020 | n/a
Xcel Energy | 85 | 13781 | IOU | 3236482 | 7 | Solar |  |  | Interconnected | Winona | Protected Data | Protected Data | Protected Data | Residential | Solar* Rewards | 2019 | 2019 | n/a
Xcel Energy | 85 | 13781 | IOU | 3236494 | 5 | Solar |  |  | Interconnected | Winona | Protected Data | Protected Data | Protected Data | Residential | Solar* Rewards | 2019 | 2020 | n/a
Xcel Energy | 85 | 13781 | IOU | 3237195 | 40 | Solar |  |  | Interconnected | Brooklyn Park | Protected Data | Protected Data | Protected Data | Commercial | Solar* Rewards | 2019 | 2020 | n/a
Xcel Energy | 85 | 13781 | IOU | 3237279 | 40 | Solar |  |  | Interconnected | Osseo | Protected Data | Protected Data | Protected Data | Commercial | Solar* Rewards | 2019 | 2020 | n/a
Xcel Energy | 85 | 13781 | IOU | 3238229 | 13 | Solar |  |  | Interconnected | Stillwater | Protected Data | Protected Data | Protected Data | Residential | Solar* Rewards | 2019 | 2020 | n/a
Xcel Energy | 85 | 13781 | IOU | 3238385 | 40 | Solar |  |  | Interconnected | Brooklyn Park | Protected Data | Protected Data | Protected Data | Commercial | Solar* Rewards | 2019 | 2020 | n/a
Xcel Energy | 85 | 13781 | IOU | 3238480 | 20 | Solar |  |  | Interconnected | Woodbury | Protected Data | Protected Data | Protected Data | Residential | Solar* Rewards | 2019 | 2020 | n/a
Xcel Energy | 85 | 13781 | IOU | 3238872 | 15 | Solar |  |  | Interconnected | Atwater | Protected Data | Protected Data | Protected Data | Residential | Solar* Rewards | 2019 | 2020 | n/a
Xcel Energy | 85 | 13781 | IOU | 3239216 | 3 | Solar |  |  | Interconnected | Minneapolis | Protected Data | Protected Data | Protected Data | Residential | Solar* Rewards | 2019 | 2019 | n/a
Xcel Energy | 85 | 13781 | IOU | 3239278 | 6 | Solar |  |  | Interconnected | Minneapolis | Protected Data | Protected Data | Protected Data | Commercial | Solar* Rewards | 2019 | 2020 | n/a
Xcel Energy | 85 | 13781 | IOU | 3239334 | 8 | Solar |  |  | Interconnected | South Saint Paul | Protected Data | Protected Data | Protected Data | Residential | Solar* Rewards | 2019 | 2019 | n/a
Xcel Energy | 85 | 13781 | IOU | 3239447 | 11 | Solar |  |  | Interconnected | Burnsville | Protected Data | Protected Data | Protected Data | Residential | Solar* Rewards | 2019 | 2020 | n/a
Xcel Energy | 85 | 13781 | IOU | 3239946 | 5 | Solar |  |  | Interconnected | Saint Paul Park | Protected Data | Protected Data | Protected Data | Residential | Solar* Rewards | 2019 | 2020 | n/a
Xcel Energy | 85 | 13781 | IOU | 3240052 | 10 | Solar |  |  | Interconnected | Minneapolis | Protected Data | Protected Data | Protected Data | Residential | Solar* Rewards | 2019 | 2020 | n/a
Xcel Energy | 85 | 13781 | IOU | 3240713 | 13 | Solar |  |  | Interconnected | White Bear Lake | Protected Data | Protected Data | Protected Data | Residential | Solar* Rewards | 2019 | 2020 | n/a
Xcel Energy | 85 | 13781 | IOU | 3240786 | 5 | Solar |  |  | Interconnected | Mankato | Protected Data | Protected Data | Protected Data | Residential | Solar* Rewards | 2019 | 2020 | n/a
Xcel Energy | 85 | 13781 | IOU | 3240887 | 10 | Solar |  |  | Interconnected | Bloomington | Protected Data | Protected Data | Protected Data | Residential | Solar* Rewards | 2019 | 2020 | n/a
Xcel Energy | 85 | 13781 | IOU | 3241083 | 5 | Solar |  |  | Interconnected | Minneapolis | Protected Data | Protected Data | Protected Data | Residential | Solar* Rewards | 2019 | 2020 | n/a
Xcel Energy | 85 | 13781 | IOU | 3241163 | 6 | Solar |  |  | Interconnected | Saint Paul | Protected Data | Protected Data | Protected Data | Residential | Solar* Rewards | 2019 | 2019 | n/a
Xcel Energy | 85 | 13781 | IOU | 3241700 | 4 | Solar |  |  | Interconnected | Minneapolis | Protected Data | Protected Data | Protected Data | Residential | Solar* Rewards | 2019 | 2020 | n/a
Xcel Energy | 85 | 13781 | IOU | 3241990 | 12 | Solar |  |  | Interconnected | Minneapolis | Protected Data | Protected Data | Protected Data | Residential | Solar* Rewards | 2019 | 2020 | n/a
Xcel Energy | 85 | 13781 | IOU | 3242057 | 11 | Solar |  |  | Interconnected | Woodbury | Protected Data | Protected Data | Protected Data | Residential | Solar* Rewards | 2019 | 2019 | n/a
Xcel Energy | 85 | 13781 | IOU | 3242193 | 8 | Solar |  |  | Interconnected | Saint Paul | Protected Data | Protected Data | Protected Data | Residential | Solar* Rewards | 2019 | 2020 | n/a
Xcel Energy | 85 | 13781 | IOU | 3242292 | 6 | Solar |  |  | Interconnected | Woodbury | Protected Data | Protected Data | Protected Data | Residential | Solar* Rewards | 2019 | 2020 | n/a
Xcel Energy | 85 | 13781 | IOU | 3242916 | 5 | Solar |  |  | Interconnected | Minneapolis | Protected Data | Protected Data | Protected Data | Residential | Solar* Rewards | 2019 | 2020 | n/a
Xcel Energy | 85 | 13781 | IOU | 3242975 | 12 | Solar |  |  | Interconnected | Bayport | Protected Data | Protected Data | Protected Data | Residential | Solar* Rewards | 2019 | 2019 | n/a
Xcel Energy | 85 | 13781 | IOU | 3243069 | 4 | Solar |  |  | Interconnected | Minneapolis | Protected Data | Protected Data | Protected Data | Residential | Solar* Rewards | 2019 | 2020 | n/a
Xcel Energy | 85 | 13781 | IOU | 3243549 | 12 | Solar |  |  | Interconnected | Circle Pines | Protected Data | Protected Data | Protected Data | Residential | Solar* Rewards | 2019 | 2019 | n/a
Xcel Energy | 85 | 13781 | IOU | 3243867 | 9 | Solar |  |  | Interconnected | Arden Hills | Protected Data | Protected Data | Protected Data | Residential | Solar* Rewards | 2019 | 2020 | n/a
Xcel Energy | 85 | 13781 | IOU | 3243913 | 6 | Solar |  |  | Interconnected | Minneapolis | Protected Data | Protected Data | Protected Data | Residential | Solar* Rewards | 2019 | 2019 | n/a
Xcel Energy | 85 | 13781 | IOU | 3244072 | 5 | Solar |  |  | Interconnected | Minneapolis | Protected Data | Protected Data | Protected Data | Residential | Solar* Rewards | 2019 | 2020 | n/a
Xcel Energy | 85 | 13781 | IOU | 3244175 | 12 | Solar |  |  | Interconnected | Plymouth | Protected Data | Protected Data | Protected Data | Residential | Solar* Rewards | 2019 | 2020 | n/a
Xcel Energy | 85 | 13781 | IOU | 3244298 | 8 | Solar |  |  | Interconnected | Arden Hills | Protected Data | Protected Data | Protected Data | Residential | Solar* Rewards | 2019 | 2020 | n/a
Xcel Energy | 85 | 13781 | IOU | 3245225 | 8 | Solar |  |  | Interconnected | Minneapolis | Protected Data | Protected Data | Protected Data | Residential | Solar* Rewards | 2019 | 2020 | n/a
Xcel Energy | 85 | 13781 | IOU | 3245284 | 8 | Solar |  |  | Interconnected | Mounds View | Protected Data | Protected Data | Protected Data | Residential | Solar* Rewards | 2019 | 2020 | n/a
Xcel Energy | 85 | 13781 | IOU | 3245309 | 13 | Solar |  |  | Interconnected | Lakeville | Protected Data | Protected Data | Protected Data | Residential | Solar* Rewards | 2019 | 2020 | n/a
Xcel Energy | 85 | 13781 | IOU | 3245347 | 9 | Solar |  |  | Interconnected | Edina | Protected Data | Protected Data | Protected Data | Residential | Solar* Rewards | 2019 | 2020 | n/a
Xcel Energy | 85 | 13781 | IOU | 3245404 | 6 | Solar |  |  | Interconnected | Roseville | Protected Data | Protected Data | Protected Data | Residential | Solar* Rewards | 2019 | 2019 | n/a
Xcel Energy | 85 | 13781 | IOU | 3245428 | 7 | Solar |  | X | Interconnected | Eden Prairie | Protected Data | Protected Data | Protected Data | Residential | Solar* Rewards | 2019 | 2020 | n/a
Xcel Energy | 85 | 13781 | IOU | 3245473 | 9 | Solar |  |  | Interconnected | Wayzata | Protected Data | Protected Data | Protected Data | Residential | Solar* Rewards | 2019 | 2020 | n/a
Xcel Energy | 85 | 13781 | IOU | 3245484 | 12 | Solar |  |  | Interconnected | Waconia | Protected Data | Protected Data | Protected Data | Residential | Solar* Rewards | 2019 | 2020 | n/a
Xcel Energy | 85 | 13781 | IOU | 3245512 | 8 | Solar |  |  | Interconnected | Rosemount | Protected Data | Protected Data | Protected Data | Residential | Solar* Rewards | 2019 | 2020 | n/a
Xcel Energy | 85 | 13781 | IOU | 3245535 | 8 | Solar |  |  | Interconnected | Inver Grove Heights | Protected Data | Protected Data | Protected Data | Residential | Solar* Rewards | 2019 | 2020 | n/a
Xcel Energy | 85 | 13781 | IOU | 3245642 | 4 | Solar |  |  | Interconnected | Bloomington | Protected Data | Protected Data | Protected Data | Residential | Solar* Rewards | 2019 | 2020 | n/a
Xcel Energy | 85 | 13781 | IOU | 3245939 | 12 | Solar |  |  | Interconnected | Brooklyn Park | Protected Data | Protected Data | Protected Data | Residential | Solar* Rewards | 2019 | 2020 | n/a
Xcel Energy | 85 | 13781 | IOU | 3247185 | 6 | Solar |  |  | Interconnected | Saint Paul | Protected Data | Protected Data | Protected Data | Residential | Solar* Rewards | 2019 | 2020 | n/a
Xcel Energy | 85 | 13781 | IOU | 3247482 | 17 | Solar |  |  | Interconnected | Montevideo | Protected Data | Protected Data | Protected Data | Commercial | Solar* Rewards | 2019 | 2020 | n/a
Xcel Energy | 85 | 13781 | IOU | 3247526 | 18 | Solar |  |  | Interconnected | Montevideo | Protected Data | Protected Data | Protected Data | Commercial | Solar* Rewards | 2019 | 2020 | n/a
Xcel Energy | 85 | 13781 | IOU | 3247544 | 17 | Solar |  |  | Interconnected | Montevideo | Protected Data | Protected Data | Protected Data | Commercial | Solar* Rewards | 2019 | 2020 | n/a
Xcel Energy | 85 | 13781 | IOU | 3247559 | 17 | Solar |  |  | Interconnected | Montevideo | Protected Data | Protected Data | Protected Data | Commercial | Solar* Rewards | 2019 | 2020 | n/a
Xcel Energy | 85 | 13781 | IOU | 3247575 | 17 | Solar |  |  | Interconnected | Montevideo | Protected Data | Protected Data | Protected Data | Commercial | Solar* Rewards | 2019 | 2020 | n/a
Xcel Energy | 85 | 13781 | IOU | 3247590 | 17 | Solar |  |  | Interconnected | Montevideo | Protected Data | Protected Data | Protected Data | Commercial | Solar* Rewards | 2019 | 2020 | n/a
Xcel Energy | 85 | 13781 | IOU | 3247607 | 18 | Solar |  |  | Interconnected | Montevideo | Protected Data | Protected Data | Protected Data | Commercial | Solar* Rewards | 2019 | 2020 | n/a
Xcel Energy | 85 | 13781 | IOU | 3247617 | 17 | Solar |  |  | Interconnected | Montevideo | Protected Data | Protected Data | Protected Data | Commercial | Solar* Rewards | 2019 | 2020 | n/a
Xcel Energy | 85 | 13781 | IOU | 3247889 | 27 | Solar |  |  | Interconnected | Saint Paul | Protected Data | Protected Data | Protected Data | Commercial | Solar* Rewards | 2019 | 2020 | n/a
Xcel Energy | 85 | 13781 | IOU | 3247987 | 7 | Solar |  |  | Interconnected | Saint Paul | Protected Data | Protected Data | Protected Data | Residential | Solar* Rewards | 2019 | 2019 | n/a
Xcel Energy | 85 | 13781 | IOU | 3248028 | 7 | Solar |  |  | Interconnected | Minneapolis | Protected Data | Protected Data | Protected Data | Residential | Solar* Rewards | 2019 | 2019 | n/a
Xcel Energy | 85 | 13781 | IOU | 3248030 | 11 | Solar |  |  | Interconnected | Prior Lake | Protected Data | Protected Data | Protected Data | Commercial | Solar* Rewards | 2019 | 2020 | n/a
Xcel Energy | 85 | 13781 | IOU | 3248065 | 7 | Solar |  |  | Interconnected | Minneapolis | Protected Data | Protected Data | Protected Data | Residential | Solar* Rewards | 2019 | 2020 | n/a
Xcel Energy | 85 | 13781 | IOU | 3248099 | 7 | Solar |  |  | Interconnected | Minneapolis | Protected Data | Protected Data | Protected Data | Residential | Solar* Rewards | 2019 | 2020 | n/a
Xcel Energy | 85 | 13781 | IOU | 3248127 | 11 | Solar |  |  | Interconnected | Bloomington | Protected Data | Protected Data | Protected Data | Residential | Solar* Rewards | 2019 | 2020 | n/a
Xcel Energy | 85 | 13781 | IOU | 3248411 | 8 | Solar |  |  | Interconnected | Inver Grove Heights | Protected Data | Protected Data | Protected Data | Residential | Solar* Rewards | 2019 | 2020 | n/a
Xcel Energy | 85 | 13781 | IOU | 3249152 | 10 | Solar |  |  | Interconnected | Saint Paul | Protected Data | Protected Data | Protected Data | Residential | Solar* Rewards | 2019 | 2019 | n/a
Xcel Energy | 85 | 13781 | IOU | 3249370 | 10 | Solar |  |  | Interconnected | Brooklyn Park | Protected Data | Protected Data | Protected Data | Residential | Solar* Rewards | 2019 | 2020 | n/a
Xcel Energy | 85 | 13781 | IOU | 3249594 | 15 | Solar |  |  | Interconnected | Minneapolis | Protected Data | Protected Data | Protected Data | Residential | Solar* Rewards | 2019 | 2020 | n/a
Xcel Energy | 85 | 13781 | IOU | 3250291 | 7 | Solar |  |  | Interconnected | Plymouth | Protected Data | Protected Data | Protected Data | Residential | Solar* Rewards | 2019 | 2019 | n/a
Xcel Energy | 85 | 13781 | IOU | 3251923 | 121 | Solar |  |  | Interconnected | Mendota Heights | Protected Data | Protected Data | Protected Data | Commercial | n/a | 2019 | 2019 | n/a
Xcel Energy | 85 | 13781 | IOU | 3252511 | 27 | Solar |  |  | Interconnected | Edina | Protected Data | Protected Data | Protected Data | Residential | Solar* Rewards | 2019 | 2020 | n/a
Xcel Energy | 85 | 13781 | IOU | 3252653 | 17 | Solar |  |  | Interconnected | Minneapolis | Protected Data | Protected Data | Protected Data | Residential | Solar* Rewards | 2019 | 2020 | n/a
Xcel Energy | 85 | 13781 | IOU | 3254183 | 8 | Solar |  |  | Interconnected | Eden Prairie | Protected Data | Protected Data | Protected Data | Residential | Solar* Rewards | 2019 | 2020 | n/a
Xcel Energy | 85 | 13781 | IOU | 3254607 | 120 | Solar |  |  | Interconnected | Brooklyn Center | Protected Data | Protected Data | Protected Data | Commercial | Solar* Rewards | 2019 | 2020 | n/a
Xcel Energy | 85 | 13781 | IOU | 3255049 | 14 | Solar |  |  | Interconnected | Minnetonka | Protected Data | Protected Data | Protected Data | Residential | Solar* Rewards | 2019 | 2019 | n/a
Xcel Energy | 85 | 13781 | IOU | 3255072 | 4 | Solar |  |  | Interconnected | Saint Paul | Protected Data | Protected Data | Protected Data | Residential | Solar* Rewards | 2019 | 2019 | n/a
Xcel Energy | 85 | 13781 | IOU | 3255105 | 6 | Solar |  |  | Interconnected | Saint Paul | Protected Data | Protected Data | Protected Data | Residential | Solar* Rewards | 2019 | 2020 | n/a
Xcel Energy | 85 | 13781 | IOU | 3255567 | 8 | Solar |  |  | Interconnected | Saint Paul | Protected Data | Protected Data | Protected Data | Residential | Solar* Rewards | 2019 | 2020 | n/a
Xcel Energy | 85 | 13781 | IOU | 3255668 | 14 | Solar |  |  | Interconnected | Saint Paul | Protected Data | Protected Data | Protected Data | Residential | Solar* Rewards | 2019 | 2019 | n/a
Xcel Energy | 85 | 13781 | IOU | 3257256 | 8 | Solar |  |  | Interconnected | Taylors Falls | Protected Data | Protected Data | Protected Data | Residential | Solar* Rewards | 2019 | 2020 | n/a
Xcel Energy | 85 | 13781 | IOU | 3259143 | 9 | Solar |  |  | Interconnected | Pine Island | Protected Data | Protected Data | Protected Data | Residential | Solar* Rewards | 2019 | 2020 | n/a
Xcel Energy | 85 | 13781 | IOU | 3259433 | 11 | Solar |  |  | Interconnected | Minnetonka | Protected Data | Protected Data | Protected Data | Residential | Solar* Rewards | 2019 | 2020 | n/a
Xcel Energy | 85 | 13781 | IOU | 3259792 | 9 | Solar |  |  | Interconnected | West Saint Paul | Protected Data | Protected Data | Protected Data | Residential | Solar* Rewards | 2019 | 2019 | n/a
Xcel Energy | 85 | 13781 | IOU | 3260186 | 17 | Solar |  |  | Interconnected | Cottage Grove | Protected Data | Protected Data | Protected Data | Residential | Solar* Rewards | 2019 | 2020 | n/a
Xcel Energy | 85 | 13781 | IOU | 3260351 | 16 | Solar |  |  | Interconnected | New Brighton | Protected Data | Protected Data | Protected Data | Residential | Solar* Rewards | 2019 | 2020 | n/a
Xcel Energy | 85 | 13781 | IOU | 3260830 | 6 | Solar |  |  | Interconnected | Minneapolis | Protected Data | Protected Data | Protected Data | Residential | Solar* Rewards | 2019 | 2020 | n/a
Xcel Energy | 85 | 13781 | IOU | 3260850 | 7 | Solar |  |  | Interconnected | Plymouth | Protected Data | Protected Data | Protected Data | Residential | Solar* Rewards | 2019 | 2020 | n/a
Xcel Energy | 85 | 13781 | IOU | 3260877 | 6 | Solar |  |  | Interconnected | Minneapolis | Protected Data | Protected Data | Protected Data | Residential | Solar* Rewards | 2019 | 2020 | n/a
Xcel Energy | 85 | 13781 | IOU | 3260902 | 7 | Solar |  |  | Interconnected | Minnetonka | Protected Data | Protected Data | Protected Data | Residential | Solar* Rewards | 2019 | 2020 | n/a
Xcel Energy | 85 | 13781 | IOU | 3261067 | 8 | Solar |  |  | Interconnected | Eden Prairie | Protected Data | Protected Data | Protected Data | Residential | Solar* Rewards | 2019 | 2020 | n/a
Xcel Energy | 85 | 13781 | IOU | 3261069 | 5 | Solar |  |  | Interconnected | Minneapolis | Protected Data | Protected Data | Protected Data | Residential | Solar* Rewards | 2019 | 2020 | n/a
Xcel Energy | 85 | 13781 | IOU | 3261808 | 8 | Solar |  |  | Interconnected | Minnetonka | Protected Data | Protected Data | Protected Data | Residential | Solar* Rewards | 2019 | 2019 | n/a
Xcel Energy | 85 | 13781 | IOU | 3262745 | 9 | Solar |  |  | Interconnected | Minneapolis | Protected Data | Protected Data | Protected Data | Residential | Solar* Rewards | 2019 | 2020 | n/a
Xcel Energy | 85 | 13781 | IOU | 3262855 | 2 | Solar |  |  | Interconnected | Richfield | Protected Data | Protected Data | Protected Data | Residential | Solar* Rewards | 2019 | 2020 | n/a
Xcel Energy | 85 | 13781 | IOU | 3263512 | 7 | Solar |  |  | Interconnected | Minneapolis | Protected Data | Protected Data | Protected Data | Residential | Solar* Rewards | 2019 | 2019 | n/a
Xcel Energy | 85 | 13781 | IOU | 3263528 | 5 | Solar |  |  | Interconnected | Saint Paul | Protected Data | Protected Data | Protected Data | Residential | Solar* Rewards | 2019 | 2019 | n/a
Xcel Energy | 85 | 13781 | IOU | 3263591 | 16 | Solar |  |  | Interconnected | Stillwater | Protected Data | Protected Data | Protected Data | Residential | Solar* Rewards | 2019 | 2020 | n/a
Xcel Energy | 85 | 13781 | IOU | 3263898 | 6 | Solar |  |  | Interconnected | Minneapolis | Protected Data | Protected Data | Protected Data | Residential | Solar* Rewards | 2019 | 2020 | n/a
Xcel Energy | 85 | 13781 | IOU | 3263991 | 9 | Solar |  |  | Interconnected | Minneapolis | Protected Data | Protected Data | Protected Data | Residential | Solar* Rewards | 2019 | 2020 | n/a
Xcel Energy | 85 | 13781 | IOU | 3268208 | 9 | Solar |  |  | Interconnected | Minneapolis | Protected Data | Protected Data | Protected Data | Residential | Solar* Rewards | 2019 | 2020 | n/a
Xcel Energy | 85 | 13781 | IOU | 3271696 | 5 | Solar |  |  | Interconnected | Minneapolis | Protected Data | Protected Data | Protected Data | Residential | Solar* Rewards | 2019 | 2020 | n/a
Xcel Energy | 85 | 13781 | IOU | 3271796 | 17 | Solar |  | X | Interconnected | Hopkins | Protected Data | Protected Data | Protected Data | Residential | Solar* Rewards | 2019 | 2020 | n/a
Xcel Energy | 85 | 13781 | IOU | 3273827 | 9 | Solar |  |  | Interconnected | Minneapolis | Protected Data | Protected Data | Protected Data | Residential | Solar* Rewards | 2019 | 2020 | n/a
Xcel Energy | 85 | 13781 | IOU | 3275216 | 6 | Solar |  |  | Interconnected | Minneapolis | Protected Data | Protected Data | Protected Data | Residential | Solar* Rewards | 2019 | 2020 | n/a
Xcel Energy | 85 | 13781 | IOU | 3275288 | 10 | Solar |  |  | Interconnected | Stillwater | Protected Data | Protected Data | Protected Data | Residential | Solar* Rewards | 2019 | 2020 | n/a
Xcel Energy | 85 | 13781 | IOU | 3275303 | 3 | Solar |  |  | Interconnected | Saint Louis Park | Protected Data | Protected Data | Protected Data | Residential | Solar* Rewards | 2019 | 2020 | n/a
Xcel Energy | 85 | 13781 | IOU | 3275434 | 5 | Solar |  |  | Interconnected | Minneapolis | Protected Data | Protected Data | Protected Data | Residential | Solar* Rewards | 2019 | 2020 | n/a
Xcel Energy | 85 | 13781 | IOU | 3275685 | 8 | Solar |  |  | Interconnected | Saint Paul | Protected Data | Protected Data | Protected Data | Residential | Solar* Rewards | 2019 | 2020 | n/a
Xcel Energy | 85 | 13781 | IOU | 3276423 | 26 | Solar |  |  | Interconnected | White Bear Lake | Protected Data | Protected Data | Protected Data | Commercial | Solar* Rewards | 2019 | 2019 | n/a
Xcel Energy | 85 | 13781 | IOU | 3276471 | 34 | Solar |  |  | Interconnected | White Bear Lake | Protected Data | Protected Data | Protected Data | Commercial | Solar* Rewards | 2019 | 2020 | n/a
Xcel Energy | 85 | 13781 | IOU | 3276878 | 266 | Solar |  |  | Interconnected | Maple Grove | Protected Data | Protected Data | Protected Data | Commercial | Solar* Rewards | 2019 | 2020 | n/a
Xcel Energy | 85 | 13781 | IOU | 3277358 | 55 | Solar |  |  | Interconnected | Eden Prairie | Protected Data | Protected Data | Protected Data | Commercial | Solar* Rewards | 2019 | 2020 | n/a
Xcel Energy | 85 | 13781 | IOU | 3277906 | 9 | Solar |  |  | Interconnected | Saint Joseph | Protected Data | Protected Data | Protected Data | Residential | Solar* Rewards | 2019 | 2020 | n/a
Xcel Energy | 85 | 13781 | IOU | 3281746 | 3 | Solar |  |  | Interconnected | Minneapolis | Protected Data | Protected Data | Protected Data | Residential | Solar* Rewards | 2019 | 2020 | n/a
Xcel Energy | 85 | 13781 | IOU | 3282271 | 9 | Solar |  |  | Interconnected | Stillwater | Protected Data | Protected Data | Protected Data | Residential | Solar* Rewards | 2019 | 2020 | n/a
Xcel Energy | 85 | 13781 | IOU | 3282277 | 7 | Solar |  |  | Interconnected | Columbia Heights | Protected Data | Protected Data | Protected Data | Residential | Solar* Rewards | 2019 | 2020 | n/a
Xcel Energy | 85 | 13781 | IOU | 3282282 | 9 | Solar |  |  | Interconnected | Minneapolis | Protected Data | Protected Data | Protected Data | Residential | Solar* Rewards | 2019 | 2020 | n/a
Xcel Energy | 85 | 13781 | IOU | 3282446 | 5 | Solar |  |  | Interconnected | Falcon Heights | Protected Data | Protected Data | Protected Data | Residential | Solar* Rewards | 2019 | 2020 | n/a
Xcel Energy | 85 | 13781 | IOU | 3287214 | 9 | Solar |  |  | Interconnected | Hastings | Protected Data | Protected Data | Protected Data | Residential | Solar* Rewards | 2019 | 2020 | n/a
Xcel Energy | 85 | 13781 | IOU | 3287222 | 4 | Solar |  |  | Interconnected | Crystal | Protected Data | Protected Data | Protected Data | Residential | Solar* Rewards | 2019 | 2019 | n/a
Xcel Energy | 85 | 13781 | IOU | 3288608 | 4 | Solar |  |  | Interconnected | Saint Paul | Protected Data | Protected Data | Protected Data | Residential | Solar* Rewards | 2019 | 2019 | n/a
Xcel Energy | 85 | 13781 | IOU | 3289372 | 4 | Solar |  |  | Interconnected | Minneapolis | Protected Data | Protected Data | Protected Data | Residential | Solar* Rewards | 2019 | 2020 | n/a
Xcel Energy | 85 | 13781 | IOU | 3289422 | 7 | Solar |  |  | Interconnected | Minneapolis | Protected Data | Protected Data | Protected Data | Residential | Solar* Rewards | 2019 | 2019 | n/a
Xcel Energy | 85 | 13781 | IOU | 3289426 | 11 | Solar |  |  | Interconnected | Lake Elmo | Protected Data | Protected Data | Protected Data | Residential | Solar* Rewards | 2019 | 2020 | n/a
Xcel Energy | 85 | 13781 | IOU | 3289578 | 6 | Solar |  |  | Interconnected | Saint Paul | Protected Data | Protected Data | Protected Data | Residential | Solar* Rewards | 2019 | 2019 | n/a
Xcel Energy | 85 | 13781 | IOU | 3289815 | 40 | Solar |  |  | Interconnected | Faribault | Protected Data | Protected Data | Protected Data | Commercial | Solar* Rewards | 2019 | 2020 | n/a
Xcel Energy | 85 | 13781 | IOU | 3290076 | 5 | Solar |  |  | Interconnected | Hopkins | Protected Data | Protected Data | Protected Data | Residential | Solar* Rewards | 2019 | 2020 | n/a
Xcel Energy | 85 | 13781 | IOU | 3290400 | 14 | Solar |  |  | Interconnected | Minneapolis | Protected Data | Protected Data | Protected Data | Residential | Solar* Rewards | 2019 | 2019 | n/a
Xcel Energy | 85 | 13781 | IOU | 3290518 | 7 | Solar |  |  | Interconnected | Oakdale | Protected Data | Protected Data | Protected Data | Residential | Solar* Rewards | 2019 | 2020 | n/a
Xcel Energy | 85 | 13781 | IOU | 3290530 | 7 | Solar |  |  | Interconnected | Stillwater | Protected Data | Protected Data | Protected Data | Residential | Solar* Rewards | 2019 | 2020 | n/a
Xcel Energy | 85 | 13781 | IOU | 3290693 | 7 | Solar |  |  | Interconnected | Lonsdale | Protected Data | Protected Data | Protected Data | Residential | Solar* Rewards | 2019 | 2020 | n/a
Xcel Energy | 85 | 13781 | IOU | 3290706 | 12 | Solar |  | X | Interconnected | Minneapolis | Protected Data | Protected Data | Protected Data | Residential | Solar* Rewards | 2019 | 2020 | n/a
Xcel Energy | 85 | 13781 | IOU | 3290712 | 12 | Solar |  |  | Interconnected | Shoreview | Protected Data | Protected Data | Protected Data | Residential | Solar* Rewards | 2019 | 2020 | n/a
Xcel Energy | 85 | 13781 | IOU | 3290798 | 7 | Solar |  |  | Interconnected | Bloomington | Protected Data | Protected Data | Protected Data | Residential | Solar* Rewards | 2019 | 2020 | n/a
Xcel Energy | 85 | 13781 | IOU | 3290801 | 2 | Solar |  |  | Interconnected | Saint Paul | Protected Data | Protected Data | Protected Data | Residential | Solar* Rewards | 2019 | 2020 | n/a
Xcel Energy | 85 | 13781 | IOU | 3290804 | 3 | Solar |  |  | Interconnected | Minneapolis | Protected Data | Protected Data | Protected Data | Residential | Solar* Rewards | 2019 | 2020 | n/a
Xcel Energy | 85 | 13781 | IOU | 3290805 | 11 | Solar |  |  | Interconnected | Roseville | Protected Data | Protected Data | Protected Data | Residential | Solar* Rewards | 2019 | 2020 | n/a
Xcel Energy | 85 | 13781 | IOU | 3290810 | 14 | Solar |  |  | Interconnected | Red Wing | Protected Data | Protected Data | Protected Data | Residential | Solar* Rewards | 2019 | 2020 | n/a
Xcel Energy | 85 | 13781 | IOU | 3290816 | 14 | Solar |  |  | Interconnected | Plymouth | Protected Data | Protected Data | Protected Data | Residential | Solar* Rewards | 2019 | 2020 | n/a
Xcel Energy | 85 | 13781 | IOU | 3290820 | 4 | Solar |  |  | Interconnected | Plymouth | Protected Data | Protected Data | Protected Data | Residential | Solar* Rewards | 2019 | 2020 | n/a
Xcel Energy | 85 | 13781 | IOU | 3290823 | 8 | Solar |  |  | Interconnected | Minneapolis | Protected Data | Protected Data | Protected Data | Residential | Solar* Rewards | 2019 | 2020 | n/a
Xcel Energy | 85 | 13781 | IOU | 3290827 | 7 | Solar |  |  | Interconnected | Golden Valley | Protected Data | Protected Data | Protected Data | Residential | Solar* Rewards | 2019 | 2020 | n/a
Xcel Energy | 85 | 13781 | IOU | 3290830 | 7 | Solar |  |  | Interconnected | Blaine | Protected Data | Protected Data | Protected Data | Residential | Solar* Rewards | 2019 | 2019 | n/a
Xcel Energy | 85 | 13781 | IOU | 3290831 | 7 | Solar |  |  | Interconnected | Oakdale | Protected Data | Protected Data | Protected Data | Residential | Solar* Rewards | 2019 | 2020 | n/a
Xcel Energy | 85 | 13781 | IOU | 3290833 | 6 | Solar |  |  | Interconnected | Edina | Protected Data | Protected Data | Protected Data | Residential | Solar* Rewards | 2019 | 2020 | n/a
Xcel Energy | 85 | 13781 | IOU | 3290840 | 14 | Solar |  |  | Interconnected | Saint Paul | Protected Data | Protected Data | Protected Data | Residential | Solar* Rewards | 2019 | 2020 | n/a
Xcel Energy | 85 | 13781 | IOU | 3291054 | 6 | Solar |  |  | Interconnected | Richfield | Protected Data | Protected Data | Protected Data | Residential | Solar* Rewards | 2019 | 2020 | n/a
Xcel Energy | 85 | 13781 | IOU | 3291103 | 16 | Solar |  |  | Interconnected | Waterville | Protected Data | Protected Data | Protected Data | Commercial | Solar* Rewards | 2019 | 2020 | n/a
Xcel Energy | 85 | 13781 | IOU | 3291105 | 8 | Solar |  |  | Interconnected | Minneapolis | Protected Data | Protected Data | Protected Data | Residential | Solar* Rewards | 2019 | 2020 | n/a
Xcel Energy | 85 | 13781 | IOU | 3291146 | 4 | Solar |  |  | Interconnected | Minneapolis | Protected Data | Protected Data | Protected Data | Residential | Solar* Rewards | 2019 | 2020 | n/a
Xcel Energy | 85 | 13781 | IOU | 3291167 | 13 | Solar |  |  | Interconnected | Brooklyn Park | Protected Data | Protected Data | Protected Data | Residential | Solar* Rewards | 2019 | 2020 | n/a
Xcel Energy | 85 | 13781 | IOU | 3291208 | 3 | Solar |  |  | Interconnected | Minneapolis | Protected Data | Protected Data | Protected Data | Residential | Solar* Rewards | 2019 | 2020 | n/a
Xcel Energy | 85 | 13781 | IOU | 3291229 | 6 | Solar |  |  | Interconnected | Mendota Heights | Protected Data | Protected Data | Protected Data | Residential | Solar* Rewards | 2019 | 2019 | n/a
Xcel Energy | 85 | 13781 | IOU | 3291244 | 11 | Solar |  |  | Interconnected | Coon Rapids | Protected Data | Protected Data | Protected Data | Residential | Solar* Rewards | 2019 | 2020 | n/a
Xcel Energy | 85 | 13781 | IOU | 3291787 | 15 | Solar |  |  | Interconnected | White Bear Lake | Protected Data | Protected Data | Protected Data | Commercial | Solar* Rewards | 2019 | 2020 | n/a
Xcel Energy | 85 | 13781 | IOU | 3293352 | 12 | Solar |  |  | Interconnected | Woodbury | Protected Data | Protected Data | Protected Data | Residential | Solar* Rewards | 2019 | 2020 | n/a
Xcel Energy | 85 | 13781 | IOU | 3294045 | 30 | Solar |  |  | Interconnected | Edina | Protected Data | Protected Data | Protected Data | Commercial | Solar* Rewards | 2019 | 2020 | n/a
Xcel Energy | 85 | 13781 | IOU | 3294245 | 4 | Solar |  |  | Interconnected | West Saint Paul | Protected Data | Protected Data | Protected Data | Residential | Solar* Rewards | 2019 | 2020 | n/a
Xcel Energy | 85 | 13781 | IOU | 3294252 | 3 | Solar |  |  | Interconnected | Minneapolis | Protected Data | Protected Data | Protected Data | Residential | Solar* Rewards | 2019 | 2019 | n/a
Xcel Energy | 85 | 13781 | IOU | 3294302 | 6 | Solar |  |  | Interconnected | Cottage Grove | Protected Data | Protected Data | Protected Data | Residential | Solar* Rewards | 2019 | 2019 | n/a
Xcel Energy | 85 | 13781 | IOU | 3294312 | 5 | Solar |  |  | Interconnected | Plymouth | Protected Data | Protected Data | Protected Data | Residential | Solar* Rewards | 2019 | 2020 | n/a
Xcel Energy | 85 | 13781 | IOU | 3294317 | 10 | Solar |  |  | Interconnected | Minneapolis | Protected Data | Protected Data | Protected Data | Residential | Solar* Rewards | 2019 | 2019 | n/a
Xcel Energy | 85 | 13781 | IOU | 3294318 | 4 | Solar |  |  | Interconnected | Arden Hills | Protected Data | Protected Data | Protected Data | Residential | Solar* Rewards | 2019 | 2019 | n/a
Xcel Energy | 85 | 13781 | IOU | 3294336 | 6 | Solar |  |  | Interconnected | Saint Paul | Protected Data | Protected Data | Protected Data | Residential | Solar* Rewards | 2019 | 2020 | n/a
Xcel Energy | 85 | 13781 | IOU | 3294361 | 6 | Solar |  |  | Interconnected | Saint Paul | Protected Data | Protected Data | Protected Data | Residential | Solar* Rewards | 2019 | 2020 | n/a
Xcel Energy | 85 | 13781 | IOU | 3294373 | 5 | Solar |  |  | Interconnected | Saint Paul | Protected Data | Protected Data | Protected Data | Residential | Solar* Rewards | 2019 | 2020 | n/a
Xcel Energy | 85 | 13781 | IOU | 3294377 | 6 | Solar |  |  | Interconnected | New Brighton | Protected Data | Protected Data | Protected Data | Residential | Solar* Rewards | 2019 | 2020 | n/a
Xcel Energy | 85 | 13781 | IOU | 3294379 | 12 | Solar |  |  | Interconnected | Minneapolis | Protected Data | Protected Data | Protected Data | Residential | Solar* Rewards | 2019 | 2020 | n/a
Xcel Energy | 85 | 13781 | IOU | 3294384 | 3 | Solar |  |  | Interconnected | Saint Paul | Protected Data | Protected Data | Protected Data | Residential | Solar* Rewards | 2019 | 2020 | n/a
Xcel Energy | 85 | 13781 | IOU | 3294400 | 10 | Solar |  | X | Interconnected | Monticello | Protected Data | Protected Data | Protected Data | Residential | Solar* Rewards | 2019 | 2020 | n/a
Xcel Energy | 85 | 13781 | IOU | 3294439 | 6 | Solar |  |  | Interconnected | Roseville | Protected Data | Protected Data | Protected Data | Residential | Solar* Rewards | 2019 | 2020 | n/a
Xcel Energy | 85 | 13781 | IOU | 3294450 | 5 | Solar |  |  | Interconnected | Minneapolis | Protected Data | Protected Data | Protected Data | Residential | Solar* Rewards | 2019 | 2020 | n/a
Xcel Energy | 85 | 13781 | IOU | 3294531 | 8 | Solar |  |  | Interconnected | Winona | Protected Data | Protected Data | Protected Data | Residential | Solar* Rewards | 2019 | 2020 | n/a
Xcel Energy | 85 | 13781 | IOU | 3294784 | 9 | Solar |  |  | Interconnected | Saint Paul | Protected Data | Protected Data | Protected Data | Residential | Solar* Rewards | 2019 | 2019 | n/a
Xcel Energy | 85 | 13781 | IOU | 3294819 | 4 | Solar |  |  | Interconnected | Minneapolis | Protected Data | Protected Data | Protected Data | Residential | Solar* Rewards | 2019 | 2020 | n/a
Xcel Energy | 85 | 13781 | IOU | 3294846 | 7 | Solar |  |  | Interconnected | Minneapolis | Protected Data | Protected Data | Protected Data | Residential | Solar* Rewards | 2019 | 2020 | n/a
Xcel Energy | 85 | 13781 | IOU | 3295051 | 9 | Solar |  |  | Interconnected | Woodbury | Protected Data | Protected Data | Protected Data | Residential | Solar* Rewards | 2019 | 2020 | n/a
Xcel Energy | 85 | 13781 | IOU | 3295088 | 2 | Solar |  |  | Interconnected | Minneapolis | Protected Data | Protected Data | Protected Data | Residential | Solar* Rewards | 2019 | 2020 | n/a
Xcel Energy | 85 | 13781 | IOU | 3295118 | 12 | Solar |  | X | Interconnected | Pine Island | Protected Data | Protected Data | Protected Data | Residential | Solar* Rewards | 2019 | 2020 | n/a
Xcel Energy | 85 | 13781 | IOU | 3295172 | 4 | Solar |  |  | Interconnected | Saint Paul | Protected Data | Protected Data | Protected Data | Residential | Solar* Rewards | 2019 | 2020 | n/a
Xcel Energy | 85 | 13781 | IOU | 3295274 | 12 | Solar |  |  | Interconnected | Minneapolis | Protected Data | Protected Data | Protected Data | Residential | Solar* Rewards | 2019 | 2020 | n/a
Xcel Energy | 85 | 13781 | IOU | 3295493 | 10 | Solar |  |  | Interconnected | Saint Paul | Protected Data | Protected Data | Protected Data | Residential | Solar* Rewards | 2019 | 2020 | n/a
Xcel Energy | 85 | 13781 | IOU | 3295549 | 4 | Solar |  |  | Interconnected | Saint Paul | Protected Data | Protected Data | Protected Data | Residential | Solar* Rewards | 2019 | 2020 | n/a
Xcel Energy | 85 | 13781 | IOU | 3295753 | 11 | Solar |  |  | Interconnected | Richfield | Protected Data | Protected Data | Protected Data | Residential | Solar* Rewards | 2019 | 2020 | n/a
Xcel Energy | 85 | 13781 | IOU | 3297929 | 12 | Solar |  |  | Interconnected | Grant | Protected Data | Protected Data | Protected Data | Residential | Solar* Rewards | 2019 | 2020 | n/a
Xcel Energy | 85 | 13781 | IOU | 3298234 | 40 | Solar |  |  | Interconnected | Woodbury | Protected Data | Protected Data | Protected Data | Commercial | Solar* Rewards | 2019 | 2020 | n/a
Xcel Energy | 85 | 13781 | IOU | 3299021 | 14 | Solar |  |  | Interconnected | Saint Paul | Protected Data | Protected Data | Protected Data | Residential | Solar* Rewards | 2019 | 2019 | n/a
Xcel Energy | 85 | 13781 | IOU | 3299045 | 13 | Solar |  |  | Interconnected | Saint Louis Park | Protected Data | Protected Data | Protected Data | Commercial | Solar* Rewards | 2019 | 2019 | n/a
Xcel Energy | 85 | 13781 | IOU | 3299053 | 6 | Solar |  |  | Interconnected | Dakota | Protected Data | Protected Data | Protected Data | Residential | Solar* Rewards | 2019 | 2020 | n/a
Xcel Energy | 85 | 13781 | IOU | 3299636 | 3 | Solar |  |  | Interconnected | Minnetonka | Protected Data | Protected Data | Protected Data | Residential | Solar* Rewards | 2019 | 2019 | n/a
Xcel Energy | 85 | 13781 | IOU | 3300210 | 32 | Solar |  |  | Interconnected | Saint Paul | Protected Data | Protected Data | Protected Data | Commercial | Solar* Rewards | 2019 | 2020 | n/a
Xcel Energy | 85 | 13781 | IOU | 3300282 | 32 | Solar |  |  | Interconnected | Saint Paul | Protected Data | Protected Data | Protected Data | Commercial | Solar* Rewards | 2019 | 2020 | n/a
Xcel Energy | 85 | 13781 | IOU | 3300358 | 36 | Solar |  |  | Interconnected | Saint Paul | Protected Data | Protected Data | Protected Data | Commercial | Solar* Rewards | 2019 | 2020 | n/a
Xcel Energy | 85 | 13781 | IOU | 3300652 | 23 | Solar |  |  | Interconnected | Zumbrota | Protected Data | Protected Data | Protected Data | Commercial | Solar* Rewards | 2019 | 2020 | n/a
Xcel Energy | 85 | 13781 | IOU | 3301018 | 8 | Solar |  |  | Interconnected | Minneapolis | Protected Data | Protected Data | Protected Data | Residential | Solar* Rewards | 2019 | 2019 | n/a
Xcel Energy | 85 | 13781 | IOU | 3301154 | 7 | Solar |  |  | Interconnected | Minneapolis | Protected Data | Protected Data | Protected Data | Residential | Solar* Rewards | 2019 | 2019 | n/a
Xcel Energy | 85 | 13781 | IOU | 3301236 | 5 | Solar |  |  | Interconnected | Minneapolis | Protected Data | Protected Data | Protected Data | Residential | Solar* Rewards | 2019 | 2019 | n/a
Xcel Energy | 85 | 13781 | IOU | 3302402 | 12 | Solar |  |  | Interconnected | Lakeville | Protected Data | Protected Data | Protected Data | Residential | Solar* Rewards | 2019 | 2020 | n/a
Xcel Energy | 85 | 13781 | IOU | 3304496 | 4 | Solar |  |  | Interconnected | Saint Paul | Protected Data | Protected Data | Protected Data | Residential | Solar* Rewards | 2019 | 2020 | n/a
Xcel Energy | 85 | 13781 | IOU | 3304594 | 799 | Solar |  |  | Interconnected | Dundas | Protected Data | Protected Data | Protected Data | Commercial | Solar* Rewards | 2019 | 2020 | n/a
Xcel Energy | 85 | 13781 | IOU | 3304638 | 7 | Solar |  |  | Interconnected | Minnetonka | Protected Data | Protected Data | Protected Data | Residential | Solar* Rewards | 2019 | 2020 | n/a
Xcel Energy | 85 | 13781 | IOU | 3305072 | 8 | Solar |  |  | Interconnected | Plymouth | Protected Data | Protected Data | Protected Data | Residential | Solar* Rewards | 2019 | 2020 | n/a
Xcel Energy | 85 | 13781 | IOU | 3305738 | 5 | Solar |  |  | Interconnected | Saint Bonifacius | Protected Data | Protected Data | Protected Data | Residential | Solar* Rewards | 2019 | 2020 | n/a
Xcel Energy | 85 | 13781 | IOU | 3306536 | 9 | Solar |  |  | Interconnected | New Brighton | Protected Data | Protected Data | Protected Data | Residential | Solar* Rewards | 2019 | 2020 | n/a
Xcel Energy | 85 | 13781 | IOU | 3317937 | 20 | Solar |  |  | Interconnected | Chanhassen | Protected Data | Protected Data | Protected Data | Residential | Solar* Rewards | 2019 | 2020 | n/a
Xcel Energy | 85 | 13781 | IOU | 3318729 | 4 | Solar |  |  | Interconnected | Minneapolis | Protected Data | Protected Data | Protected Data | Residential | Solar* Rewards | 2019 | 2020 | n/a
Xcel Energy | 85 | 13781 | IOU | 3318787 | 10 | Solar |  |  | Interconnected | Oakdale | Protected Data | Protected Data | Protected Data | Residential | Solar* Rewards | 2019 | 2020 | n/a
Xcel Energy | 85 | 13781 | IOU | 3318838 | 4 | Solar |  |  | Interconnected | Minnetonka | Protected Data | Protected Data | Protected Data | Residential | Solar* Rewards | 2019 | 2020 | n/a
Xcel Energy | 85 | 13781 | IOU | 3318870 | 7 | Solar |  |  | Interconnected | Sartell | Protected Data | Protected Data | Protected Data | Residential | Solar* Rewards | 2019 | 2020 | n/a
Xcel Energy | 85 | 13781 | IOU | 3319013 | 9 | Solar |  |  | Interconnected | Forest Lake | Protected Data | Protected Data | Protected Data | Residential | Solar* Rewards | 2019 | 2020 | n/a
Xcel Energy | 85 | 13781 | IOU | 3319165 | 6 | Solar |  |  | Interconnected | Lake Elmo | Protected Data | Protected Data | Protected Data | Residential | Solar* Rewards | 2019 | 2020 | n/a
Xcel Energy | 85 | 13781 | IOU | 3319326 | 14 | Solar |  |  | Interconnected | Maple Grove | Protected Data | Protected Data | Protected Data | Residential | Solar* Rewards | 2019 | 2020 | n/a
Xcel Energy | 85 | 13781 | IOU | 3319335 | 6 | Solar |  |  | Interconnected | Minneapolis | Protected Data | Protected Data | Protected Data | Residential | Solar* Rewards | 2019 | 2020 | n/a
Xcel Energy | 85 | 13781 | IOU | 3319859 | 3 | Solar |  |  | Interconnected | Minneapolis | Protected Data | Protected Data | Protected Data | Residential | Solar* Rewards | 2019 | 2020 | n/a
Xcel Energy | 85 | 13781 | IOU | 3319915 | 11 | Solar |  |  | Interconnected | Maple Grove | Protected Data | Protected Data | Protected Data | Residential | Solar* Rewards | 2019 | 2020 | n/a
Xcel Energy | 85 | 13781 | IOU | 3320141 | 6 | Solar |  |  | Interconnected | Maplewood | Protected Data | Protected Data | Protected Data | Residential | Solar* Rewards | 2019 | 2020 | n/a
Xcel Energy | 85 | 13781 | IOU | 3320153 | 10 | Solar |  |  | Interconnected | Edina | Protected Data | Protected Data | Protected Data | Residential | Solar* Rewards | 2019 | 2020 | n/a
Xcel Energy | 85 | 13781 | IOU | 3320205 | 14 | Solar |  |  | Interconnected | Medina | Protected Data | Protected Data | Protected Data | Residential | Solar* Rewards | 2019 | 2020 | n/a
Xcel Energy | 85 | 13781 | IOU | 3320212 | 176 | Solar |  |  | Interconnected | Maple Plain | Protected Data | Protected Data | Protected Data | Commercial | Solar* Rewards | 2019 | 2020 | n/a
Xcel Energy | 85 | 13781 | IOU | 3320227 | 6 | Solar |  |  | Interconnected | Roseville | Protected Data | Protected Data | Protected Data | Residential | Solar* Rewards | 2019 | 2020 | n/a
Xcel Energy | 85 | 13781 | IOU | 3320239 | 10 | Solar |  |  | Interconnected | Minneapolis | Protected Data | Protected Data | Protected Data | Residential | Solar* Rewards | 2019 | 2020 | n/a
Xcel Energy | 85 | 13781 | IOU | 3320269 | 8 | Solar |  |  | Interconnected | Saint Paul | Protected Data | Protected Data | Protected Data | Residential | Solar* Rewards | 2019 | 2020 | n/a
Xcel Energy | 85 | 13781 | IOU | 3320395 | 7 | Solar |  |  | Interconnected | Minneapolis | Protected Data | Protected Data | Protected Data | Residential | Solar* Rewards | 2019 | 2020 | n/a
Xcel Energy | 85 | 13781 | IOU | 3320721 | 6 | Solar |  |  | Interconnected | Chanhassen | Protected Data | Protected Data | Protected Data | Residential | Solar* Rewards | 2019 | 2020 | n/a
Xcel Energy | 85 | 13781 | IOU | 3321279 | 25 | Solar |  |  | Interconnected | Faribault | Protected Data | Protected Data | Protected Data | Residential | Solar* Rewards | 2019 | 2020 | n/a
Xcel Energy | 85 | 13781 | IOU | 3321820 | 3 | Solar |  |  | Interconnected | Stillwater | Protected Data | Protected Data | Protected Data | Residential | Solar* Rewards | 2019 | 2020 | n/a
Xcel Energy | 85 | 13781 | IOU | 3322337 | 47 | Solar |  |  | Interconnected | Dassel | Protected Data | Protected Data | Protected Data | Commercial | Solar* Rewards | 2019 | 2019 | n/a
Xcel Energy | 85 | 13781 | IOU | 3322506 | 0 | Solar |  |  | Interconnected | Minneapolis | Protected Data | Protected Data | Protected Data | Residential | Solar* Rewards | 2019 | 2019 | n/a
Xcel Energy | 85 | 13781 | IOU | 3323291 | 0 | Solar |  |  | Interconnected | Minneapolis | Protected Data | Protected Data | Protected Data | Residential | Solar* Rewards | 2019 | 2019 | n/a
Xcel Energy | 85 | 13781 | IOU | 3327199 | 19 | Solar |  |  | Interconnected | Wayzata | Protected Data | Protected Data | Protected Data | Residential | Solar* Rewards | 2019 | 2020 | n/a
Xcel Energy | 85 | 13781 | IOU | 3327416 | 9 | Solar |  |  | Interconnected | Lake Elmo | Protected Data | Protected Data | Protected Data | Residential | Solar* Rewards | 2019 | 2020 | n/a
Xcel Energy | 85 | 13781 | IOU | 3327661 | 8 | Solar |  |  | Interconnected | Stacy | Protected Data | Protected Data | Protected Data | Residential | Solar* Rewards | 2019 | 2020 | n/a
Xcel Energy | 85 | 13781 | IOU | 3327962 | 8 | Solar |  |  | Interconnected | Saint Paul | Protected Data | Protected Data | Protected Data | Residential | Solar* Rewards | 2019 | 2020 | n/a
Xcel Energy | 85 | 13781 | IOU | 3328134 | 4 | Solar |  |  | Interconnected | Champlin | Protected Data | Protected Data | Protected Data | Residential | Solar* Rewards | 2019 | 2020 | n/a
Xcel Energy | 85 | 13781 | IOU | 3328661 | 8 | Solar |  |  | Interconnected | Saint Paul | Protected Data | Protected Data | Protected Data | Residential | Solar* Rewards | 2019 | 2020 | n/a
Xcel Energy | 85 | 13781 | IOU | 3329730 | 5 | Solar |  |  | Interconnected | Minneapolis | Protected Data | Protected Data | Protected Data | Residential | Solar* Rewards | 2019 | 2020 | n/a
Xcel Energy | 85 | 13781 | IOU | 3333146 | 59 | Solar |  |  | Interconnected | Glenwood | Protected Data | Protected Data | Protected Data | Commercial | Solar* Rewards | 2019 | 2019 | n/a
Xcel Energy | 85 | 13781 | IOU | 3334194 | 6 | Solar |  |  | Interconnected | Marine On Saint Croix | Protected Data | Protected Data | Protected Data | Commercial | Solar* Rewards | 2019 | 2020 | n/a
Xcel Energy | 85 | 13781 | IOU | 3334208 | 8 | Solar |  |  | Interconnected | Marine On Saint Croix | Protected Data | Protected Data | Protected Data | Residential | Solar* Rewards | 2019 | 2020 | n/a
Xcel Energy | 85 | 13781 | IOU | 3334368 | 11 | Solar |  |  | Interconnected | Saint Paul | Protected Data | Protected Data | Protected Data | Residential | Solar* Rewards | 2019 | 2020 | n/a
Xcel Energy | 85 | 13781 | IOU | 3336535 | 5 | Solar |  |  | Interconnected | Hopkins | Protected Data | Protected Data | Protected Data | Residential | Solar* Rewards | 2019 | 2020 | n/a
Xcel Energy | 85 | 13781 | IOU | 3337015 | 8 | Solar |  |  | Interconnected | Arden Hills | Protected Data | Protected Data | Protected Data | Residential | Solar* Rewards | 2019 | 2020 | n/a
Xcel Energy | 85 | 13781 | IOU | 3337336 | 5 | Solar |  |  | Interconnected | Minneapolis | Protected Data | Protected Data | Protected Data | Residential | Solar* Rewards | 2019 | 2020 | n/a
Xcel Energy | 85 | 13781 | IOU | 3337342 | 7 | Solar |  |  | Interconnected | Maplewood | Protected Data | Protected Data | Protected Data | Residential | Solar* Rewards | 2019 | 2020 | n/a
Xcel Energy | 85 | 13781 | IOU | 3339111 | 6 | Solar |  |  | Interconnected | Bloomington | Protected Data | Protected Data | Protected Data | Residential | Solar* Rewards | 2019 | 2019 | n/a
Xcel Energy | 85 | 13781 | IOU | 3339343 | 11 | Solar |  |  | Interconnected | Mendota Heights | Protected Data | Protected Data | Protected Data | Residential | Solar* Rewards | 2019 | 2020 | n/a
Xcel Energy | 85 | 13781 | IOU | 3339373 | 15 | Solar |  |  | Interconnected | Burnsville | Protected Data | Protected Data | Protected Data | Commercial | Solar* Rewards | 2019 | 2020 | n/a
Xcel Energy | 85 | 13781 | IOU | 3339541 | 0 | Storage |  | X | Interconnected | Tonka Bay | Protected Data | Protected Data | Protected Data | Commercial | Solar* Rewards | 2019 | 2020 | n/a
Xcel Energy | 85 | 13781 | IOU | 3339561 | 0 | Storage |  | X | Interconnected | Brooklyn Park | Protected Data | Protected Data | Protected Data | Residential | n/a | 2019 | 2019 | n/a
Xcel Energy | 85 | 13781 | IOU | 3339818 | 6 | Solar |  |  | Interconnected | Saint Paul | Protected Data | Protected Data | Protected Data | Residential | Solar* Rewards | 2019 | 2020 | n/a
Xcel Energy | 85 | 13781 | IOU | 3340572 | 11 | Solar |  |  | Interconnected | Saint Joseph | Protected Data | Protected Data | Protected Data | Residential | Solar* Rewards | 2019 | 2020 | n/a
Xcel Energy | 85 | 13781 | IOU | 3340629 | 14 | Solar |  |  | Interconnected | Mantorville | Protected Data | Protected Data | Protected Data | Residential | Solar* Rewards | 2019 | 2020 | n/a
Xcel Energy | 85 | 13781 | IOU | 3340769 | 0 | Solar |  |  | Interconnected | Cottage Grove | Protected Data | Protected Data | Protected Data | Residential | Solar* Rewards | 2019 | 2019 | n/a
Xcel Energy | 85 | 13781 | IOU | 3341173 | 6 | Solar |  |  | Interconnected | Minneapolis | Protected Data | Protected Data | Protected Data | Residential | Solar* Rewards | 2019 | 2020 | n/a
Xcel Energy | 85 | 13781 | IOU | 3341176 | 7 | Solar |  |  | Interconnected | Minneapolis | Protected Data | Protected Data | Protected Data | Residential | Solar* Rewards | 2019 | 2020 | n/a
Xcel Energy | 85 | 13781 | IOU | 3341198 | 7 | Solar |  |  | Interconnected | Saint Paul | Protected Data | Protected Data | Protected Data | Residential | Solar* Rewards | 2019 | 2020 | n/a
Xcel Energy | 85 | 13781 | IOU | 3341824 | 8 | Solar |  |  | Interconnected | Mayer | Protected Data | Protected Data | Protected Data | Residential | Solar* Rewards | 2019 | 2020 | n/a
Xcel Energy | 85 | 13781 | IOU | 3341988 | 15 | Solar |  |  | Interconnected | Plymouth | Protected Data | Protected Data | Protected Data | Residential | Solar* Rewards | 2019 | 2020 | n/a
Xcel Energy | 85 | 13781 | IOU | 3342868 | 12 | Solar |  |  | Interconnected | Hopkins | Protected Data | Protected Data | Protected Data | Residential | Solar* Rewards | 2019 | 2020 | n/a
Xcel Energy | 85 | 13781 | IOU | 3343153 | 20 | Solar |  |  | Interconnected | Lake Elmo | Protected Data | Protected Data | Protected Data | Residential | Solar* Rewards | 2019 | 2020 | n/a
Xcel Energy | 85 | 13781 | IOU | 3343157 | 5 | Solar |  |  | Interconnected | Coon Rapids | Protected Data | Protected Data | Protected Data | Residential | Solar* Rewards | 2019 | 2020 | n/a
Xcel Energy | 85 | 13781 | IOU | 3343166 | 8 | Solar |  |  | Interconnected | Saint Paul | Protected Data | Protected Data | Protected Data | Residential | Solar* Rewards | 2019 | 2020 | n/a
Xcel Energy | 85 | 13781 | IOU | 3344086 | 27 | Solar |  |  | Interconnected | Holdingford | Protected Data | Protected Data | Protected Data | Commercial | Solar* Rewards | 2019 | 2020 | n/a
Xcel Energy | 85 | 13781 | IOU | 3344476 | 11 | Solar |  |  | Interconnected | Woodbury | Protected Data | Protected Data | Protected Data | Residential | Solar* Rewards | 2019 | 2020 | n/a
Xcel Energy | 85 | 13781 | IOU | 3346931 | 6 | Solar |  |  | Interconnected | Minneapolis | Protected Data | Protected Data | Protected Data | Residential | Solar* Rewards | 2019 | 2020 | n/a
Xcel Energy | 85 | 13781 | IOU | 3347145 | 6 | Solar |  |  | Interconnected | Minneapolis | Protected Data | Protected Data | Protected Data | Residential | Solar* Rewards | 2019 | 2020 | n/a
Xcel Energy | 85 | 13781 | IOU | 3348529 | 4 | Solar |  |  | Interconnected | Saint Paul | Protected Data | Protected Data | Protected Data | Residential | Solar* Rewards | 2019 | 2020 | n/a
Xcel Energy | 85 | 13781 | IOU | 3349218 | 7 | Solar |  |  | Interconnected | Mound | Protected Data | Protected Data | Protected Data | Residential | Solar* Rewards | 2019 | 2020 | n/a
Xcel Energy | 85 | 13781 | IOU | 3349233 | 6 | Solar |  |  | Interconnected | Minneapolis | Protected Data | Protected Data | Protected Data | Residential | Solar* Rewards | 2019 | 2020 | n/a
Xcel Energy | 85 | 13781 | IOU | 3349426 | 11 | Solar |  |  | Interconnected | Hopkins | Protected Data | Protected Data | Protected Data | Residential | Solar* Rewards | 2019 | 2019 | n/a
Xcel Energy | 85 | 13781 | IOU | 3350576 | 5 | Solar |  |  | Interconnected | Minneapolis | Protected Data | Protected Data | Protected Data | Residential | Solar* Rewards | 2019 | 2020 | n/a
Xcel Energy | 85 | 13781 | IOU | 3351421 | 6 | Solar |  |  | Interconnected | White Bear Lake | Protected Data | Protected Data | Protected Data | Residential | Solar* Rewards | 2019 | 2020 | n/a
Xcel Energy | 85 | 13781 | IOU | 3351718 | 8 | Solar |  |  | Interconnected | Woodbury | Protected Data | Protected Data | Protected Data | Residential | Solar* Rewards | 2019 | 2020 | n/a
Xcel Energy | 85 | 13781 | IOU | 3353252 | 10 | Solar |  |  | Interconnected | Roseville | Protected Data | Protected Data | Protected Data | Residential | Solar* Rewards | 2019 | 2020 | n/a
Xcel Energy | 85 | 13781 | IOU | 3353488 | 13 | Solar |  |  | Interconnected | Cottage Grove | Protected Data | Protected Data | Protected Data | Residential | Solar* Rewards | 2019 | 2020 | n/a
Xcel Energy | 85 | 13781 | IOU | 3355222 | 7 | Solar |  |  | Interconnected | Stillwater | Protected Data | Protected Data | Protected Data | Residential | Solar* Rewards | 2019 | 2020 | n/a
Xcel Energy | 85 | 13781 | IOU | 3355381 | 10 | Solar |  |  | Interconnected | Edina | Protected Data | Protected Data | Protected Data | Residential | Solar* Rewards | 2019 | 2020 | n/a
Xcel Energy | 85 | 13781 | IOU | 3357045 | 20 | Solar |  |  | Interconnected | Bayport | Protected Data | Protected Data | Protected Data | Residential | Solar* Rewards | 2019 | 2020 | n/a
Xcel Energy | 85 | 13781 | IOU | 3357795 | 5 | Solar |  |  | Interconnected | Minneapolis | Protected Data | Protected Data | Protected Data | Residential | Solar* Rewards | 2019 | 2020 | n/a
Xcel Energy | 85 | 13781 | IOU | 3358176 | 8 | Solar |  |  | Interconnected | Minneapolis | Protected Data | Protected Data | Protected Data | Residential | Solar* Rewards | 2019 | 2020 | n/a
Xcel Energy | 85 | 13781 | IOU | 3358502 | 6 | Solar |  |  | Interconnected | Minneapolis | Protected Data | Protected Data | Protected Data | Residential | Solar* Rewards | 2019 | 2020 | n/a
Xcel Energy | 85 | 13781 | IOU | 3358607 | 6 | Solar |  |  | Interconnected | Minneapolis | Protected Data | Protected Data | Protected Data | Residential | Solar* Rewards | 2019 | 2020 | n/a
Xcel Energy | 85 | 13781 | IOU | 3358649 | 3 | Solar |  |  | Interconnected | Minneapolis | Protected Data | Protected Data | Protected Data | Residential | Solar* Rewards | 2019 | 2020 | n/a
Xcel Energy | 85 | 13781 | IOU | 3358742 | 2 | Solar |  |  | Interconnected | Minneapolis | Protected Data | Protected Data | Protected Data | Residential | Solar* Rewards | 2019 | 2020 | n/a
Xcel Energy | 85 | 13781 | IOU | 3358765 | 5 | Solar |  |  | Interconnected | Minneapolis | Protected Data | Protected Data | Protected Data | Residential | Solar* Rewards | 2019 | 2020 | n/a
Xcel Energy | 85 | 13781 | IOU | 3359875 | 7 | Solar |  |  | Interconnected | Saint Paul | Protected Data | Protected Data | Protected Data | Residential | Solar* Rewards | 2019 | 2020 | n/a
Xcel Energy | 85 | 13781 | IOU | 3360018 | 0 | Solar |  |  | Interconnected | Prior Lake | Protected Data | Protected Data | Protected Data | Residential | Solar* Rewards | 2019 | 2019 | n/a
Xcel Energy | 85 | 13781 | IOU | 3360019 | 0 | Solar |  |  | Interconnected | Prior Lake | Protected Data | Protected Data | Protected Data | Residential | Solar* Rewards | 2019 | 2020 | n/a
Xcel Energy | 85 | 13781 | IOU | 3360021 | 0 | Solar |  |  | Interconnected | Prior Lake | Protected Data | Protected Data | Protected Data | Residential | Solar* Rewards | 2019 | 2019 | n/a
Xcel Energy | 85 | 13781 | IOU | 3360022 | 8 | Solar |  |  | Interconnected | Prior Lake | Protected Data | Protected Data | Protected Data | Residential | Solar* Rewards | 2019 | 2019 | n/a
Xcel Energy | 85 | 13781 | IOU | 3360167 | 8 | Solar |  |  | Interconnected | Saint Paul | Protected Data | Protected Data | Protected Data | Residential | Solar* Rewards | 2019 | 2020 | n/a
Xcel Energy | 85 | 13781 | IOU | 3360394 | 9 | Solar |  |  | Interconnected | Northfield | Protected Data | Protected Data | Protected Data | Residential | Solar* Rewards | 2019 | 2020 | n/a
Xcel Energy | 85 | 13781 | IOU | 3363180 | 12 | Solar |  |  | Interconnected | North Oaks | Protected Data | Protected Data | Protected Data | Residential | Solar* Rewards | 2019 | 2020 | n/a
Xcel Energy | 85 | 13781 | IOU | 3366667 | 9 | Solar |  |  | Interconnected | Shoreview | Protected Data | Protected Data | Protected Data | Residential | Solar* Rewards | 2019 | 2019 | n/a
Xcel Energy | 85 | 13781 | IOU | 3366810 | 5 | Solar |  |  | Interconnected | Stillwater | Protected Data | Protected Data | Protected Data | Residential | Solar* Rewards | 2019 | 2020 | n/a
Xcel Energy | 85 | 13781 | IOU | 3372168 | 4 | Solar |  |  | Interconnected | Saint Paul | Protected Data | Protected Data | Protected Data | Residential | Solar* Rewards | 2019 | 2020 | n/a
Xcel Energy | 85 | 13781 | IOU | 3373061 | 5 | Solar |  |  | Interconnected | Saint Paul | Protected Data | Protected Data | Protected Data | Residential | Solar* Rewards | 2019 | 2020 | n/a
Xcel Energy | 85 | 13781 | IOU | 3375941 | 4 | Solar |  |  | Interconnected | Minneapolis | Protected Data | Protected Data | Protected Data | Residential | Solar* Rewards | 2019 | 2020 | n/a
Xcel Energy | 85 | 13781 | IOU | 3376272 | 6 | Solar |  |  | Interconnected | Lake Elmo | Protected Data | Protected Data | Protected Data | Residential | Solar* Rewards | 2019 | 2020 | n/a
Xcel Energy | 85 | 13781 | IOU | 3387450 | 10 | Solar |  |  | Interconnected | Hugo | Protected Data | Protected Data | Protected Data | Residential | Solar* Rewards | 2019 | 2020 | n/a
Xcel Energy | 85 | 13781 | IOU | 3387491 | 5 | Solar |  |  | Interconnected | Golden Valley | Protected Data | Protected Data | Protected Data | Residential | Solar* Rewards | 2019 | 2020 | n/a
Xcel Energy | 85 | 13781 | IOU | 3388451 | 3 | Solar |  |  | Interconnected | Minneapolis | Protected Data | Protected Data | Protected Data | Residential | Solar* Rewards | 2019 | 2020 | n/a
Xcel Energy | 85 | 13781 | IOU | 3388652 | 19 | Solar |  |  | Interconnected | Chanhassen | Protected Data | Protected Data | Protected Data | Residential | Solar* Rewards | 2019 | 2020 | n/a
Xcel Energy | 85 | 13781 | IOU | 3390524 | 363 | Solar |  |  | Interconnected | Long Lake | Protected Data | Protected Data | Protected Data | Commercial | Solar* Rewards | 2019 | 2020 | n/a
Xcel Energy | 85 | 13781 | IOU | 3390578 | 3 | Solar |  |  | Interconnected | Minneapolis | Protected Data | Protected Data | Protected Data | Residential | Solar* Rewards | 2019 | 2020 | n/a
Xcel Energy | 85 | 13781 | IOU | 3390603 | 266 | Solar |  |  | Interconnected | Richfield | Protected Data | Protected Data | Protected Data | Commercial | Solar* Rewards | 2019 | 2020 | n/a
Xcel Energy | 85 | 13781 | IOU | 3390911 | 0 | Solar |  |  | Interconnected | New Hope | Protected Data | Protected Data | Protected Data | Commercial | Solar* Rewards | 2019 | 2019 | n/a
Xcel Energy | 85 | 13781 | IOU | 3391375 | 11 | Solar |  |  | Interconnected | Waseca | Protected Data | Protected Data | Protected Data | Residential | Solar* Rewards | 2019 | 2020 | n/a
Xcel Energy | 85 | 13781 | IOU | 3392140 | 17 | Solar |  |  | Interconnected | Mankato | Protected Data | Protected Data | Protected Data | Commercial | Solar* Rewards | 2019 | 2020 | n/a
Xcel Energy | 85 | 13781 | IOU | 3392151 | 10 | Solar |  |  | Interconnected | Minneapolis | Protected Data | Protected Data | Protected Data | Residential | Solar* Rewards | 2019 | 2020 | n/a
Xcel Energy | 85 | 13781 | IOU | 3392705 | 7 | Solar |  |  | Interconnected | Eagan | Protected Data | Protected Data | Protected Data | Residential | Solar* Rewards | 2019 | 2020 | n/a
Xcel Energy | 85 | 13781 | IOU | 3393603 | 7 | Solar |  |  | Interconnected | Robbinsdale | Protected Data | Protected Data | Protected Data | Residential | Solar* Rewards | 2019 | 2020 | n/a
Xcel Energy | 85 | 13781 | IOU | 3397736 | 4 | Solar |  |  | Interconnected | Minneapolis | Protected Data | Protected Data | Protected Data | Residential | Solar* Rewards | 2019 | 2020 | n/a
Xcel Energy | 85 | 13781 | IOU | 3397867 | 9 | Solar |  |  | Interconnected | Minneapolis | Protected Data | Protected Data | Protected Data | Residential | Solar* Rewards | 2019 | 2020 | n/a
Xcel Energy | 85 | 13781 | IOU | 3397983 | 16 | Solar |  |  | Interconnected | Inver Grove Heights | Protected Data | Protected Data | Protected Data | Residential | Solar* Rewards | 2019 | 2020 | n/a
Xcel Energy | 85 | 13781 | IOU | 3400003 | 32 | Solar |  |  | Interconnected | Afton | Protected Data | Protected Data | Protected Data | Residential | Solar* Rewards | 2019 | 2020 | n/a
Xcel Energy | 85 | 13781 | IOU | 3400070 | 2 | Solar |  |  | Interconnected | Saint Paul | Protected Data | Protected Data | Protected Data | Residential | Solar* Rewards | 2019 | 2020 | n/a
Xcel Energy | 85 | 13781 | IOU | 3400526 | 11 | Solar |  |  | Interconnected | Lino Lakes | Protected Data | Protected Data | Protected Data | Residential | Solar* Rewards | 2019 | 2020 | n/a
Xcel Energy | 85 | 13781 | IOU | 3400632 | 5 | Solar |  |  | Interconnected | Plymouth | Protected Data | Protected Data | Protected Data | Residential | Solar* Rewards | 2019 | 2020 | n/a
Xcel Energy | 85 | 13781 | IOU | 3400718 | 8 | Solar |  |  | Interconnected | Saint Paul | Protected Data | Protected Data | Protected Data | Residential | Solar* Rewards | 2019 | 2020 | n/a
Xcel Energy | 85 | 13781 | IOU | 3400872 | 18 | Solar |  |  | Interconnected | Minneapolis | Protected Data | Protected Data | Protected Data | Residential | Solar* Rewards | 2019 | 2020 | n/a
Xcel Energy | 85 | 13781 | IOU | 3403668 | 6 | Solar |  |  | Interconnected | Wayzata | Protected Data | Protected Data | Protected Data | Residential | Solar* Rewards | 2019 | 2020 | n/a
Xcel Energy | 85 | 13781 | IOU | 3404188 | 10 | Solar |  |  | Interconnected | Albany | Protected Data | Protected Data | Protected Data | Residential | Solar* Rewards | 2019 | 2020 | n/a
Xcel Energy | 85 | 13781 | IOU | 3404209 | 7 | Solar |  |  | Interconnected | Saint Paul | Protected Data | Protected Data | Protected Data | Residential | Solar* Rewards | 2019 | 2020 | n/a
Xcel Energy | 85 | 13781 | IOU | 3404671 | 3 | Solar |  |  | Interconnected | Minneapolis | Protected Data | Protected Data | Protected Data | Residential | Solar* Rewards | 2019 | 2020 | n/a
Xcel Energy | 85 | 13781 | IOU | 3404955 | 7 | Solar |  |  | Interconnected | Minneapolis | Protected Data | Protected Data | Protected Data | Residential | Solar* Rewards | 2019 | 2020 | n/a
Xcel Energy | 85 | 13781 | IOU | 3405130 | 9 | Solar |  |  | Interconnected | Wyoming | Protected Data | Protected Data | Protected Data | Residential | Solar* Rewards | 2019 | 2020 | n/a
Xcel Energy | 85 | 13781 | IOU | 3405258 | 5 | Solar |  |  | Interconnected | Maple Grove | Protected Data | Protected Data | Protected Data | Residential | Solar* Rewards | 2019 | 2020 | n/a
Xcel Energy | 85 | 13781 | IOU | 3406550 | 4 | Solar |  |  | Interconnected | Stillwater | Protected Data | Protected Data | Protected Data | Residential | Solar* Rewards | 2019 | 2020 | n/a
Xcel Energy | 85 | 13781 | IOU | 3408259 | 8 | Solar |  |  | Interconnected | Arden Hills | Protected Data | Protected Data | Protected Data | Residential | Solar* Rewards | 2019 | 2020 | n/a
Xcel Energy | 85 | 13781 | IOU | 3408295 | 10 | Solar |  |  | Interconnected | Cottage Grove | Protected Data | Protected Data | Protected Data | Residential | Solar* Rewards | 2019 | 2020 | n/a
Xcel Energy | 85 | 13781 | IOU | 3408928 | 26 | Solar |  |  | Interconnected | Mayer | Protected Data | Protected Data | Protected Data | Commercial | Solar* Rewards | 2019 | 2020 | n/a
Xcel Energy | 85 | 13781 | IOU | 3411175 | 10 | Solar |  |  | Interconnected | Rogers | Protected Data | Protected Data | Protected Data | Residential | Solar* Rewards | 2019 | 2020 | n/a
Xcel Energy | 85 | 13781 | IOU | 3411287 | 6 | Solar |  |  | Interconnected | Forest Lake | Protected Data | Protected Data | Protected Data | Residential | Solar* Rewards | 2019 | 2020 | n/a
Xcel Energy | 85 | 13781 | IOU | 3414262 | 8 | Solar |  |  | Interconnected | Minneapolis | Protected Data | Protected Data | Protected Data | Residential | Solar* Rewards | 2019 | 2020 | n/a
Xcel Energy | 85 | 13781 | IOU | 3415015 | 5 | Solar |  |  | Interconnected | Minneapolis | Protected Data | Protected Data | Protected Data | Residential | Solar* Rewards | 2019 | 2020 | n/a
Xcel Energy | 85 | 13781 | IOU | 3415140 | 7 | Solar |  |  | Interconnected | Shoreview | Protected Data | Protected Data | Protected Data | Residential | Solar* Rewards | 2019 | 2020 | n/a
Xcel Energy | 85 | 13781 | IOU | 3415234 | 9 | Solar |  |  | Interconnected | Minneapolis | Protected Data | Protected Data | Protected Data | Residential | Solar* Rewards | 2019 | 2020 | n/a
Xcel Energy | 85 | 13781 | IOU | 3415642 | 9 | Solar |  |  | Interconnected | Golden Valley | Protected Data | Protected Data | Protected Data | Residential | Solar* Rewards | 2019 | 2020 | n/a
Xcel Energy | 85 | 13781 | IOU | 3415930 | 8 | Solar |  |  | Interconnected | Inver Grove Heights | Protected Data | Protected Data | Protected Data | Residential | Solar* Rewards | 2019 | 2020 | n/a
Xcel Energy | 85 | 13781 | IOU | 3416775 | 7 | Solar |  |  | Interconnected | Golden Valley | Protected Data | Protected Data | Protected Data | Residential | Solar* Rewards | 2019 | 2020 | n/a
Xcel Energy | 85 | 13781 | IOU | 3416813 | 9 | Solar |  |  | Interconnected | Saint Paul | Protected Data | Protected Data | Protected Data | Residential | Solar* Rewards | 2019 | 2020 | n/a
Xcel Energy | 85 | 13781 | IOU | 3418332 | 8 | Solar |  |  | Interconnected | Golden Valley | Protected Data | Protected Data | Protected Data | Residential | Solar* Rewards | 2019 | 2020 | n/a
Xcel Energy | 85 | 13781 | IOU | 3419563 | 10 | Solar |  |  | Interconnected | Stillwater | Protected Data | Protected Data | Protected Data | Residential | Solar* Rewards | 2019 | 2020 | n/a
Xcel Energy | 85 | 13781 | IOU | 3419628 | 3 | Solar |  |  | Interconnected | Saint Paul | Protected Data | Protected Data | Protected Data | Commercial | Solar* Rewards | 2019 | 2020 | n/a
Xcel Energy | 85 | 13781 | IOU | 3420478 | 7 | Solar |  |  | Interconnected | Minneapolis | Protected Data | Protected Data | Protected Data | Residential | Solar* Rewards | 2019 | 2020 | n/a
Xcel Energy | 85 | 13781 | IOU | 3420767 | 10 | Solar |  |  | Interconnected | Saint Louis Park | Protected Data | Protected Data | Protected Data | Residential | Solar* Rewards | 2019 | 2020 | n/a
Xcel Energy | 85 | 13781 | IOU | 3421108 | 186 | Solar |  |  | Interconnected | Plymouth | Protected Data | Protected Data | Protected Data | Commercial | Solar* Rewards | 2019 | 2020 | n/a
Xcel Energy | 85 | 13781 | IOU | 3421167 | 186 | Solar |  |  | Interconnected | Fridley | Protected Data | Protected Data | Protected Data | Commercial | Solar* Rewards | 2019 | 2020 | n/a
Xcel Energy | 85 | 13781 | IOU | 3423963 | 4 | Solar |  |  | Interconnected | Saint Paul | Protected Data | Protected Data | Protected Data | Residential | Solar* Rewards | 2019 | 2020 | n/a
Xcel Energy | 85 | 13781 | IOU | 3424116 | 5 | Solar |  |  | Interconnected | Spring Lake Park | Protected Data | Protected Data | Protected Data | Residential | Solar* Rewards | 2019 | 2020 | n/a
Xcel Energy | 85 | 13781 | IOU | 3424119 | 11 | Solar |  |  | Interconnected | Montrose | Protected Data | Protected Data | Protected Data | Residential | Solar* Rewards | 2019 | 2020 | n/a
Xcel Energy | 85 | 13781 | IOU | 3424594 | 4 | Solar |  |  | Interconnected | Northfield | Protected Data | Protected Data | Protected Data | Residential | Solar* Rewards | 2019 | 2020 | n/a
Xcel Energy | 85 | 13781 | IOU | 3425078 | 10 | Solar |  |  | Interconnected | New Brighton | Protected Data | Protected Data | Protected Data | Residential | Solar* Rewards | 2019 | 2020 | n/a
Xcel Energy | 85 | 13781 | IOU | 3426158 | 10 | Solar |  |  | Interconnected | Shoreview | Protected Data | Protected Data | Protected Data | Residential | Solar* Rewards | 2019 | 2020 | n/a
Xcel Energy | 85 | 13781 | IOU | 3426296 | 7 | Solar |  |  | Interconnected | Fridley | Protected Data | Protected Data | Protected Data | Residential | Solar* Rewards | 2019 | 2020 | n/a
Xcel Energy | 85 | 13781 | IOU | 3426316 | 0 | Solar |  |  | Interconnected | Saint Cloud | Protected Data | Protected Data | Protected Data | Residential | Solar* Rewards | 2019 | 2019 | n/a
Xcel Energy | 85 | 13781 | IOU | 3426436 | 6 | Solar |  |  | Interconnected | Roseville | Protected Data | Protected Data | Protected Data | Residential | Solar* Rewards | 2019 | 2020 | n/a
Xcel Energy | 85 | 13781 | IOU | 3426640 | 7 | Solar |  |  | Interconnected | White Bear Lake | Protected Data | Protected Data | Protected Data | Residential | Solar* Rewards | 2019 | 2020 | n/a
Xcel Energy | 85 | 13781 | IOU | 3427438 | 19 | Solar |  |  | Interconnected | Wabasha | Protected Data | Protected Data | Protected Data | Residential | Solar* Rewards | 2019 | 2020 | n/a
Xcel Energy | 85 | 13781 | IOU | 3428603 | 11 | Solar |  |  | Interconnected | Red Wing | Protected Data | Protected Data | Protected Data | Residential | Solar* Rewards | 2019 | 2020 | n/a
Xcel Energy | 85 | 13781 | IOU | 3428727 | 11 | Solar |  |  | Interconnected | Mayer | Protected Data | Protected Data | Protected Data | Residential | Solar* Rewards | 2019 | 2019 | n/a
Xcel Energy | 85 | 13781 | IOU | 3429969 | 3 | Solar |  |  | Interconnected | Red Wing | Protected Data | Protected Data | Protected Data | Residential | Solar* Rewards | 2019 | 2020 | n/a
Xcel Energy | 85 | 13781 | IOU | 3431664 | 9 | Solar |  |  | Interconnected | Saint Paul | Protected Data | Protected Data | Protected Data | Residential | Solar* Rewards | 2019 | 2020 | n/a
Xcel Energy | 85 | 13781 | IOU | 3432108 | 5 | Solar |  |  | Interconnected | Saint Paul | Protected Data | Protected Data | Protected Data | Residential | Solar* Rewards | 2019 | 2020 | n/a
Xcel Energy | 85 | 13781 | IOU | 3440547 | 12 | Solar |  |  | Interconnected | Saint Paul | Protected Data | Protected Data | Protected Data | Residential | Solar* Rewards | 2019 | 2020 | n/a
Xcel Energy | 85 | 13781 | IOU | 3440631 | 7 | Solar |  |  | Interconnected | Minneapolis | Protected Data | Protected Data | Protected Data | Residential | Solar* Rewards | 2019 | 2020 | n/a
Xcel Energy | 85 | 13781 | IOU | 3441210 | 5 | Solar |  |  | Interconnected | Saint Paul | Protected Data | Protected Data | Protected Data | Residential | Solar* Rewards | 2019 | 2020 | n/a
Xcel Energy | 85 | 13781 | IOU | 3441403 | 32 | Solar |  |  | Interconnected | Stillwater | Protected Data | Protected Data | Protected Data | Commercial | Solar* Rewards | 2019 | 2020 | n/a
Xcel Energy | 85 | 13781 | IOU | 3442095 | 11 | Solar |  |  | Interconnected | Brooklyn Park | Protected Data | Protected Data | Protected Data | Residential | Solar* Rewards | 2019 | 2020 | n/a
Xcel Energy | 85 | 13781 | IOU | 3443039 | 8 | Solar |  |  | Interconnected | Minneapolis | Protected Data | Protected Data | Protected Data | Residential | Solar* Rewards | 2019 | 2020 | n/a
Xcel Energy | 85 | 13781 | IOU | 3443489 | 13 | Solar |  |  | Interconnected | Long Lake | Protected Data | Protected Data | Protected Data | Residential | Solar* Rewards | 2019 | 2020 | n/a
Xcel Energy | 85 | 13781 | IOU | 3443520 | 11 | Solar |  |  | Interconnected | Stillwater | Protected Data | Protected Data | Protected Data | Residential | Solar* Rewards | 2019 | 2020 | n/a
Xcel Energy | 85 | 13781 | IOU | 3446498 | 8 | Solar |  |  | Interconnected | Cottage Grove | Protected Data | Protected Data | Protected Data | Residential | Solar* Rewards | 2019 | 2020 | n/a
Xcel Energy | 85 | 13781 | IOU | 3446615 | 4 | Solar |  |  | Interconnected | Cottage Grove | Protected Data | Protected Data | Protected Data | Residential | Solar* Rewards | 2019 | 2020 | n/a
Xcel Energy | 85 | 13781 | IOU | 3446765 | 20 | Solar |  |  | Interconnected | Golden Valley | Protected Data | Protected Data | Protected Data | Commercial | Solar* Rewards | 2019 | 2020 | n/a
Xcel Energy | 85 | 13781 | IOU | 3446776 | 14 | Solar |  |  | Interconnected | Saint Bonifacius | Protected Data | Protected Data | Protected Data | Residential | Solar* Rewards | 2019 | 2020 | n/a
Xcel Energy | 85 | 13781 | IOU | 3446893 | 6 | Solar |  |  | Interconnected | Saint Paul | Protected Data | Protected Data | Protected Data | Residential | Solar* Rewards | 2019 | 2020 | n/a
Xcel Energy | 85 | 13781 | IOU | 3451911 | 8 | Solar |  |  | Interconnected | Bloomington | Protected Data | Protected Data | Protected Data | Residential | Solar* Rewards | 2019 | 2020 | n/a
Xcel Energy | 85 | 13781 | IOU | 3451983 | 8 | Solar |  |  | Interconnected | Prior Lake | Protected Data | Protected Data | Protected Data | Residential | Solar* Rewards | 2019 | 2020 | n/a
Xcel Energy | 85 | 13781 | IOU | 3452388 | 4 | Solar |  |  | Interconnected | South Saint Paul | Protected Data | Protected Data | Protected Data | Residential | Solar* Rewards | 2019 | 2020 | n/a
Xcel Energy | 85 | 13781 | IOU | 3452392 | 9 | Solar |  |  | Interconnected | Saint Anthony | Protected Data | Protected Data | Protected Data | Residential | Solar* Rewards | 2019 | 2020 | n/a
Xcel Energy | 85 | 13781 | IOU | 3452398 | 9 | Solar |  |  | Interconnected | Shorewood | Protected Data | Protected Data | Protected Data | Residential | Solar* Rewards | 2019 | 2020 | n/a
Xcel Energy | 85 | 13781 | IOU | 3459697 | 13 | Solar |  |  | Interconnected | Dodge Center | Protected Data | Protected Data | Protected Data | Residential | Solar* Rewards | 2019 | 2020 | n/a
Xcel Energy | 85 | 13781 | IOU | 3459753 | 14 | Solar |  |  | Interconnected | New Brighton | Protected Data | Protected Data | Protected Data | Residential | Solar* Rewards | 2019 | 2020 | n/a
Xcel Energy | 85 | 13781 | IOU | 3460565 | 20 | Solar |  |  | Interconnected | Shorewood | Protected Data | Protected Data | Protected Data | Residential | Solar* Rewards | 2019 | 2020 | n/a
Xcel Energy | 85 | 13781 | IOU | 3460586 | 11 | Solar |  |  | Interconnected | Minneapolis | Protected Data | Protected Data | Protected Data | Residential | Solar* Rewards | 2019 | 2020 | n/a
Xcel Energy | 85 | 13781 | IOU | 3460715 | 6 | Solar |  |  | Interconnected | Saint Paul | Protected Data | Protected Data | Protected Data | Residential | Solar* Rewards | 2019 | 2020 | n/a
Xcel Energy | 85 | 13781 | IOU | 3460837 | 10 | Solar |  |  | Interconnected | Eden Prairie | Protected Data | Protected Data | Protected Data | Residential | Solar* Rewards | 2019 | 2020 | n/a
Xcel Energy | 85 | 13781 | IOU | 3464665 | 8 | Solar |  |  | Interconnected | Saint Paul | Protected Data | Protected Data | Protected Data | Residential | Solar* Rewards | 2019 | 2020 | n/a
Xcel Energy | 85 | 13781 | IOU | 3464746 | 8 | Solar |  |  | Interconnected | Roseville | Protected Data | Protected Data | Protected Data | Residential | Solar* Rewards | 2019 | 2020 | n/a
Xcel Energy | 85 | 13781 | IOU | 3464837 | 6 | Solar |  |  | Interconnected | Minneapolis | Protected Data | Protected Data | Protected Data | Residential | Solar* Rewards | 2019 | 2020 | n/a
Xcel Energy | 85 | 13781 | IOU | 3465906 | 15 | Solar |  |  | Interconnected | Minneapolis | Protected Data | Protected Data | Protected Data | Commercial | Solar* Rewards | 2019 | 2020 | n/a
Xcel Energy | 85 | 13781 | IOU | 3472790 | 5 | Solar |  |  | Interconnected | Minneapolis | Protected Data | Protected Data | Protected Data | Residential | Solar* Rewards | 2019 | 2020 | n/a
Xcel Energy | 85 | 13781 | IOU | 3474746 | 8 | Solar |  |  | Interconnected | Shorewood | Protected Data | Protected Data | Protected Data | Residential | Solar* Rewards | 2019 | 2020 | n/a
Xcel Energy | 85 | 13781 | IOU | 3474754 | 10 | Solar |  |  | Interconnected | Minnetonka | Protected Data | Protected Data | Protected Data | Residential | Solar* Rewards | 2019 | 2020 | n/a
Xcel Energy | 85 | 13781 | IOU | 3476985 | 12 | Solar |  |  | Interconnected | North Oaks | Protected Data | Protected Data | Protected Data | Residential | Solar* Rewards | 2019 | 2020 | n/a
Xcel Energy | 85 | 13781 | IOU | 3478150 | 8 | Solar |  |  | Interconnected | Saint Paul | Protected Data | Protected Data | Protected Data | Residential | Solar* Rewards | 2019 | 2020 | n/a
Xcel Energy | 85 | 13781 | IOU | 3478956 | 11 | Solar |  |  | Interconnected | Mendota Heights | Protected Data | Protected Data | Protected Data | Residential | Solar* Rewards | 2019 | 2020 | n/a
Xcel Energy | 85 | 13781 | IOU | 3479461 | 4 | Solar |  |  | Interconnected | Minneapolis | Protected Data | Protected Data | Protected Data | Residential | Solar* Rewards | 2019 | 2020 | n/a
Xcel Energy | 85 | 13781 | IOU | 3482299 | 31 | Solar |  |  | Interconnected | Minneapolis | Protected Data | Protected Data | Protected Data | Commercial | Solar* Rewards | 2019 | 2020 | n/a
Xcel Energy | 85 | 13781 | IOU | 3482956 | 0 | Solar |  |  | Interconnected | Saint Paul | Protected Data | Protected Data | Protected Data | Residential | Solar* Rewards | 2019 | 2019 | n/a
Xcel Energy | 85 | 13781 | IOU | 3482991 | 0 | Solar |  |  | Interconnected | Saint Paul | Protected Data | Protected Data | Protected Data | Residential | Solar* Rewards | 2019 | 2019 | n/a
Xcel Energy | 85 | 13781 | IOU | 3493607 | 2.61 | Solar |  |  | Interconnected | Cottage Grove | Protected Data | Protected Data | Protected Data | Residential | Solar* Rewards | 2019 | 2020 | n/a
Xcel Energy | 85 | 13781 | IOU | 3493661 | 4.93 | Solar |  |  | Interconnected | Saint Paul | Protected Data | Protected Data | Protected Data | Residential | Solar* Rewards | 2019 | 2020 | n/a
Xcel Energy | 85 | 13781 | IOU | 3493788 | 11.39 | Solar |  |  | Interconnected | Eden Prairie | Protected Data | Protected Data | Protected Data | Residential | Solar* Rewards | 2019 | 2020 | n/a
Xcel Energy | 85 | 13781 | IOU | 3493818 | 5.8 | Solar |  |  | Interconnected | Minneapolis | Protected Data | Protected Data | Protected Data | Residential | Solar* Rewards | 2019 | 2020 | n/a
Xcel Energy | 85 | 13781 | IOU | 3495536 | 9.994 | Solar |  |  | Interconnected | Minneapolis | Protected Data | Protected Data | Protected Data | Residential | Solar* Rewards | 2019 | 2020 | n/a
Xcel Energy | 85 | 13781 | IOU | 3495700 | 2.32 | Solar |  |  | Interconnected | Saint Paul | Protected Data | Protected Data | Protected Data | Residential | Solar* Rewards | 2019 | 2020 | n/a
Xcel Energy | 85 | 13781 | IOU | 3495706 | 5.22 | Solar |  |  | Interconnected | White Bear Lake | Protected Data | Protected Data | Protected Data | Residential | Solar* Rewards | 2019 | 2020 | n/a
Xcel Energy | 85 | 13781 | IOU | 3495716 | 5.8 | Solar |  |  | Interconnected | Cottage Grove | Protected Data | Protected Data | Protected Data | Residential | Solar* Rewards | 2019 | 2020 | n/a
Xcel Energy | 85 | 13781 | IOU | 3496962 | 6.96 | Solar |  |  | Interconnected | Coon Rapids | Protected Data | Protected Data | Protected Data | Residential | Solar* Rewards | 2019 | 2020 | n/a
Xcel Energy | 85 | 13781 | IOU | 3496987 | 5.8 | Solar |  |  | Interconnected | Chanhassen | Protected Data | Protected Data | Protected Data | Residential | Solar* Rewards | 2019 | 2020 | n/a
Xcel Energy | 85 | 13781 | IOU | 3497548 | 3.8 | Solar |  |  | Interconnected | Saint Paul | Protected Data | Protected Data | Protected Data | Residential | Solar* Rewards | 2019 | 2020 | n/a
Xcel Energy | 85 | 13781 | IOU | 3497583 | 7.616 | Solar |  |  | Interconnected | Saint Michael | Protected Data | Protected Data | Protected Data | Residential | Solar* Rewards | 2019 | 2020 | n/a
Xcel Energy | 85 | 13781 | IOU | 3498665 | 7.25 | Solar |  |  | Interconnected | Northfield | Protected Data | Protected Data | Protected Data | Residential | Solar* Rewards | 2019 | 2020 | n/a
Xcel Energy | 85 | 13781 | IOU | 3500054 | 11.02 | Solar |  |  | Interconnected | Rogers | Protected Data | Protected Data | Protected Data | Residential | Solar* Rewards | 2019 | 2020 | n/a
Xcel Energy | 85 | 13781 | IOU | 3501667 | 4.35 | Solar |  |  | Interconnected | Minneapolis | Protected Data | Protected Data | Protected Data | Residential | Solar* Rewards | 2019 | 2020 | n/a
Xcel Energy | 85 | 13781 | IOU | 3502100 | 9.28 | Solar |  |  | Interconnected | New Brighton | Protected Data | Protected Data | Protected Data | Residential | Solar* Rewards | 2019 | 2020 | n/a
Xcel Energy | 85 | 13781 | IOU | 3503307 | 5 | Solar |  |  | Interconnected | Northfield | Protected Data | Protected Data | Protected Data | Residential | Solar* Rewards | 2019 | 2020 | n/a
Xcel Energy | 85 | 13781 | IOU | 3503343 | 13.63 | Solar |  |  | Interconnected | Shoreview | Protected Data | Protected Data | Protected Data | Residential | Solar* Rewards | 2019 | 2020 | n/a
Xcel Energy | 85 | 13781 | IOU | 3503740 | 5.22 | Solar |  |  | Interconnected | Saint Paul | Protected Data | Protected Data | Protected Data | Residential | Solar* Rewards | 2019 | 2020 | n/a
Xcel Energy | 85 | 13781 | IOU | 3503925 | 3.36 | Solar |  |  | Interconnected | Saint Paul | Protected Data | Protected Data | Protected Data | Residential | Solar* Rewards | 2019 | 2020 | n/a
Xcel Energy | 85 | 13781 | IOU | 3503946 | 6.09 | Solar |  |  | Interconnected | Saint Paul | Protected Data | Protected Data | Protected Data | Residential | Solar* Rewards | 2019 | 2020 | n/a
Xcel Energy | 85 | 13781 | IOU | 3504940 | 2.32 | Solar |  |  | Interconnected | Minneapolis | Protected Data | Protected Data | Protected Data | Residential | Solar* Rewards | 2019 | 2020 | n/a
Xcel Energy | 85 | 13781 | IOU | 3504976 | 5 | Solar |  |  | Interconnected | Saint Paul | Protected Data | Protected Data | Protected Data | Residential | Solar* Rewards | 2019 | 2020 | n/a
Xcel Energy | 85 | 13781 | IOU | 3504977 | 8.7 | Solar |  |  | Interconnected | Stillwater | Protected Data | Protected Data | Protected Data | Residential | Solar* Rewards | 2019 | 2020 | n/a
Xcel Energy | 85 | 13781 | IOU | 3505116 | 8.12 | Solar |  |  | Interconnected | Eden Prairie | Protected Data | Protected Data | Protected Data | Residential | Solar* Rewards | 2019 | 2020 | n/a
Xcel Energy | 85 | 13781 | IOU | 3505123 | 11.6 | Solar |  |  | Interconnected | Mendota Heights | Protected Data | Protected Data | Protected Data | Residential | Solar* Rewards | 2019 | 2020 | n/a
Xcel Energy | 85 | 13781 | IOU | 3505453 | 9.994 | Solar |  |  | Interconnected | Plymouth | Protected Data | Protected Data | Protected Data | Residential | Solar* Rewards | 2019 | 2020 | n/a
Xcel Energy | 85 | 13781 | IOU | 3506241 | 8.12 | Solar |  |  | Interconnected | Golden Valley | Protected Data | Protected Data | Protected Data | Residential | Solar* Rewards | 2019 | 2020 | n/a
Xcel Energy | 85 | 13781 | IOU | 3506996 | 5 | Solar |  |  | Interconnected | North Oaks | Protected Data | Protected Data | Protected Data | Residential | Solar* Rewards | 2019 | 2020 | n/a
Xcel Energy | 85 | 13781 | IOU | 3507571 | 12.96 | Solar |  |  | Interconnected | Stillwater | Protected Data | Protected Data | Protected Data | Residential | Solar* Rewards | 2019 | 2020 | n/a
Xcel Energy | 85 | 13781 | IOU | 3507608 | 9.28 | Solar |  |  | Interconnected | Eden Prairie | Protected Data | Protected Data | Protected Data | Residential | Solar* Rewards | 2019 | 2020 | n/a
Xcel Energy | 85 | 13781 | IOU | 3507643 | 10.73 | Solar |  |  | Interconnected | Mahtomedi | Protected Data | Protected Data | Protected Data | Residential | Solar* Rewards | 2019 | 2020 | n/a
Xcel Energy | 85 | 13781 | IOU | 3507760 | 3.48 | Solar |  |  | Interconnected | Minneapolis | Protected Data | Protected Data | Protected Data | Residential | Solar* Rewards | 2019 | 2020 | n/a
Xcel Energy | 85 | 13781 | IOU | 3507766 | 9.86 | Solar |  |  | Interconnected | Wayzata | Protected Data | Protected Data | Protected Data | Residential | Solar* Rewards | 2019 | 2020 | n/a
Xcel Energy | 85 | 13781 | IOU | 3509284 | 3.747 | Solar |  |  | Interconnected | Minneapolis | Protected Data | Protected Data | Protected Data | Residential | Solar* Rewards | 2019 | 2020 | n/a
Xcel Energy | 85 | 13781 | IOU | 3509361 | 12.76 | Solar |  |  | Interconnected | Minneapolis | Protected Data | Protected Data | Protected Data | Residential | Solar* Rewards | 2019 | 2020 | n/a
Xcel Energy | 85 | 13781 | IOU | 3509492 | 6.96 | Solar |  |  | Interconnected | Northfield | Protected Data | Protected Data | Protected Data | Residential | Solar* Rewards | 2019 | 2020 | n/a
Xcel Energy | 85 | 13781 | IOU | 3509528 | 5 | Solar |  |  | Interconnected | Minneapolis | Protected Data | Protected Data | Protected Data | Residential | Solar* Rewards | 2019 | 2020 | n/a
Xcel Energy | 85 | 13781 | IOU | 3509566 | 3.747 | Solar |  |  | Interconnected | Minneapolis | Protected Data | Protected Data | Protected Data | Residential | Solar* Rewards | 2019 | 2020 | n/a
Xcel Energy | 85 | 13781 | IOU | 3509624 | 8.7 | Solar |  |  | Interconnected | Saint Paul | Protected Data | Protected Data | Protected Data | Residential | Solar* Rewards | 2019 | 2020 | n/a
Xcel Energy | 85 | 13781 | IOU | 3509654 | 7.2 | Solar |  |  | Interconnected | Bloomington | Protected Data | Protected Data | Protected Data | Commercial | Solar* Rewards | 2019 | 2020 | n/a
Xcel Energy | 85 | 13781 | IOU | 3509662 | 6 | Solar |  |  | Interconnected | Farmington | Protected Data | Protected Data | Protected Data | Residential | Solar* Rewards | 2019 | 2020 | n/a
Xcel Energy | 85 | 13781 | IOU | 3509738 | 3.84 | Solar |  |  | Interconnected | Saint Paul | Protected Data | Protected Data | Protected Data | Residential | Solar* Rewards | 2019 | 2020 | n/a
Xcel Energy | 85 | 13781 | IOU | 3509754 | 6.09 | Solar |  |  | Interconnected | Saint Cloud | Protected Data | Protected Data | Protected Data | Residential | Solar* Rewards | 2019 | 2020 | n/a
Xcel Energy | 85 | 13781 | IOU | 3509761 | 11.6 | Solar |  |  | Interconnected | New Brighton | Protected Data | Protected Data | Protected Data | Residential | Solar* Rewards | 2019 | 2020 | n/a
Xcel Energy | 85 | 13781 | IOU | 3509773 | 5.51 | Solar |  |  | Interconnected | Bloomington | Protected Data | Protected Data | Protected Data | Residential | Solar* Rewards | 2019 | 2020 | n/a
Xcel Energy | 85 | 13781 | IOU | 3510959 | 10 | Solar |  |  | Interconnected | Minneapolis | Protected Data | Protected Data | Protected Data | Residential | Solar* Rewards | 2019 | 2020 | n/a
Xcel Energy | 85 | 13781 | IOU | 3511036 | 24 | Solar |  |  | Interconnected | Hamburg | Protected Data | Protected Data | Protected Data | Commercial | Solar* Rewards | 2019 | 2020 | n/a
Xcel Energy | 85 | 13781 | IOU | 3511290 | 7.616 | Solar |  |  | Interconnected | Saint Louis Park | Protected Data | Protected Data | Protected Data | Residential | Solar* Rewards | 2019 | 2020 | n/a
Xcel Energy | 85 | 13781 | IOU | 3511338 | 5 | Solar |  |  | Interconnected | Saint Louis Park | Protected Data | Protected Data | Protected Data | Residential | Solar* Rewards | 2019 | 2020 | n/a
Xcel Energy | 85 | 13781 | IOU | 3511404 | 8.7 | Solar |  |  | Interconnected | Edina | Protected Data | Protected Data | Protected Data | Residential | Solar* Rewards | 2019 | 2020 | n/a
Xcel Energy | 85 | 13781 | IOU | 3511458 | 33.3 | Solar |  |  | Interconnected | Roseville | Protected Data | Protected Data | Protected Data | Commercial | Solar* Rewards | 2019 | 2020 | n/a
Xcel Energy | 85 | 13781 | IOU | 3511992 | 6 | Solar |  |  | Interconnected | Saint Paul | Protected Data | Protected Data | Protected Data | Residential | Solar* Rewards | 2019 | 2020 | n/a
Xcel Energy | 85 | 13781 | IOU | 3512021 | 5 | Solar |  |  | Interconnected | Minneapolis | Protected Data | Protected Data | Protected Data | Residential | Solar* Rewards | 2019 | 2020 | n/a
Xcel Energy | 85 | 13781 | IOU | 3512067 | 6.09 | Solar |  |  | Interconnected | Brooklyn Park | Protected Data | Protected Data | Protected Data | Residential | Solar* Rewards | 2019 | 2020 | n/a
Xcel Energy | 85 | 13781 | IOU | 3512246 | 14.994 | Solar |  |  | Interconnected | Minneapolis | Protected Data | Protected Data | Protected Data | Residential | Solar* Rewards | 2019 | 2020 | n/a
Xcel Energy | 85 | 13781 | IOU | 3512275 | 8.747 | Solar |  |  | Interconnected | Delano | Protected Data | Protected Data | Protected Data | Residential | Solar* Rewards | 2019 | 2020 | n/a
Xcel Energy | 85 | 13781 | IOU | 3512289 | 3.747 | Solar |  |  | Interconnected | Minnetonka | Protected Data | Protected Data | Protected Data | Residential | Solar* Rewards | 2019 | 2020 | n/a
Xcel Energy | 85 | 13781 | IOU | 3512349 | 6 | Solar |  |  | Interconnected | Minneapolis | Protected Data | Protected Data | Protected Data | Residential | Solar* Rewards | 2019 | 2020 | n/a
Xcel Energy | 85 | 13781 | IOU | 3512391 | 11.39 | Solar |  |  | Interconnected | Pine Island | Protected Data | Protected Data | Protected Data | Residential | Solar* Rewards | 2019 | 2020 | n/a
Xcel Energy | 85 | 13781 | IOU | 3512405 | 6.38 | Solar |  |  | Interconnected | Minneapolis | Protected Data | Protected Data | Protected Data | Residential | Solar* Rewards | 2019 | 2020 | n/a
Xcel Energy | 85 | 13781 | IOU | 3512426 | 3.48 | Solar |  |  | Interconnected | Minneapolis | Protected Data | Protected Data | Protected Data | Residential | Solar* Rewards | 2019 | 2020 | n/a
Xcel Energy | 85 | 13781 | IOU | 3512479 | 3.747 | Solar |  |  | Interconnected | Hopkins | Protected Data | Protected Data | Protected Data | Residential | Solar* Rewards | 2019 | 2020 | n/a
Xcel Energy | 85 | 13781 | IOU | 3512748 | 7.44 | Solar |  |  | Interconnected | Watertown | Protected Data | Protected Data | Protected Data | Commercial | Solar* Rewards | 2019 | 2020 | n/a
Xcel Energy | 85 | 13781 | IOU | 3512849 | 9.994 | Solar |  |  | Interconnected | Saint Paul | Protected Data | Protected Data | Protected Data | Residential | Solar* Rewards | 2019 | 2020 | n/a
Xcel Energy | 85 | 13781 | IOU | 3512865 | 5 | Solar |  |  | Interconnected | Hopkins | Protected Data | Protected Data | Protected Data | Residential | Solar* Rewards | 2019 | 2020 | n/a
Xcel Energy | 85 | 13781 | IOU | 3512895 | 13.92 | Solar |  |  | Interconnected | Taylors Falls | Protected Data | Protected Data | Protected Data | Residential | Solar* Rewards | 2019 | 2020 | n/a
Xcel Energy | 85 | 13781 | IOU | 3513658 | 24 | Solar |  |  | Interconnected | Green Isle | Protected Data | Protected Data | Protected Data | Commercial | Solar* Rewards | 2019 | 2020 | n/a
Xcel Energy | 85 | 13781 | IOU | 3513860 | 7.616 | Solar |  |  | Interconnected | Chisago City | Protected Data | Protected Data | Protected Data | Residential | Solar* Rewards | 2019 | 2020 | n/a
Xcel Energy | 85 | 13781 | IOU | 3514161 | 39.998 | Solar |  |  | Interconnected | Hopkins | Protected Data | Protected Data | Protected Data | Commercial | Solar* Rewards | 2019 | 2020 | n/a
Xcel Energy | 85 | 13781 | IOU | 3514212 | 8.91 | Solar |  |  | Interconnected |  | Protected Data | Protected Data | Protected Data | Residential | Solar* Rewards | 2019 | 2020 | n/a
Xcel Energy | 85 | 13781 | IOU | 3514278 | 3.3 | Solar |  |  | Interconnected | Minneapolis | Protected Data | Protected Data | Protected Data | Residential | Solar* Rewards | 2019 | 2020 | n/a
Xcel Energy | 85 | 13781 | IOU | 3514374 | 9.994 | Solar |  |  | Interconnected | Vadnais Heights | Protected Data | Protected Data | Protected Data | Residential | Solar* Rewards | 2019 | 2020 | n/a
Xcel Energy | 85 | 13781 | IOU | 3514519 | 6.96 | Solar |  |  | Interconnected | Plymouth | Protected Data | Protected Data | Protected Data | Residential | Solar* Rewards | 2019 | 2020 | n/a
Xcel Energy | 85 | 13781 | IOU | 3514533 | 2.9 | Solar |  |  | Interconnected | Minneapolis | Protected Data | Protected Data | Protected Data | Residential | Solar* Rewards | 2019 | 2020 | n/a
Xcel Energy | 85 | 13781 | IOU | 3514669 | 5.51 | Solar |  |  | Interconnected | Saint Paul | Protected Data | Protected Data | Protected Data | Residential | Solar* Rewards | 2019 | 2020 | n/a
Xcel Energy | 85 | 13781 | IOU | 3515251 | 5 | Solar |  |  | Interconnected | Saint Paul | Protected Data | Protected Data | Protected Data | Residential | Solar* Rewards | 2019 | 2020 | n/a
Xcel Energy | 85 | 13781 | IOU | 3515313 | 11.02 | Solar |  |  | Interconnected | North Oaks | Protected Data | Protected Data | Protected Data | Residential | Solar* Rewards | 2019 | 2020 | n/a
Xcel Energy | 85 | 13781 | IOU | 3515580 | 7.616 | Solar |  |  | Interconnected | Lake Elmo | Protected Data | Protected Data | Protected Data | Residential | Solar* Rewards | 2019 | 2020 | n/a
Xcel Energy | 85 | 13781 | IOU | 3515661 | 7.009 | Solar |  |  | Interconnected | Minneapolis | Protected Data | Protected Data | Protected Data | Residential | Solar* Rewards | 2019 | 2020 | n/a
Xcel Energy | 85 | 13781 | IOU | 3518452 | 6.96 | Solar |  |  | Interconnected | Minneapolis | Protected Data | Protected Data | Protected Data | Residential | Solar* Rewards | 2020 | 2020 | n/a
Xcel Energy | 85 | 13781 | IOU | 3518513 | 3.77 | Solar |  |  | Interconnected | Shorewood | Protected Data | Protected Data | Protected Data | Residential | Solar* Rewards | 2020 | 2020 | n/a
Xcel Energy | 85 | 13781 | IOU | 3519875 | 39.998 | Solar |  |  | Interconnected | Bloomington | Protected Data | Protected Data | Protected Data | Commercial | Solar* Rewards | 2020 | 2020 | n/a
Xcel Energy | 85 | 13781 | IOU | 3519976 | 2.9 | Solar |  |  | Interconnected | Minneapolis | Protected Data | Protected Data | Protected Data | Residential | Solar* Rewards | 2020 | 2020 | n/a
Xcel Energy | 85 | 13781 | IOU | 3520232 | 14.4 | Solar |  |  | Interconnected | Saint Paul | Protected Data | Protected Data | Protected Data | Commercial | Solar* Rewards | 2020 | 2020 | n/a
Xcel Energy | 85 | 13781 | IOU | 3521043 | 7.25 | Solar |  |  | Interconnected | Golden Valley | Protected Data | Protected Data | Protected Data | Residential | Solar* Rewards | 2020 | 2020 | n/a
Xcel Energy | 85 | 13781 | IOU | 3521055 | 22.78 | Solar |  |  | Interconnected | Minneapolis | Protected Data | Protected Data | Protected Data | Commercial | Solar* Rewards | 2020 | 2020 | n/a
Xcel Energy | 85 | 13781 | IOU | 3521162 | 8.7 | Solar |  |  | Interconnected | Inver Grove Heights | Protected Data | Protected Data | Protected Data | Residential | Solar* Rewards | 2020 | 2020 | n/a
Xcel Energy | 85 | 13781 | IOU | 3523223 | 3.19 | Solar |  |  | Interconnected | Saint Paul | Protected Data | Protected Data | Protected Data | Residential | Solar* Rewards | 2020 | 2020 | n/a
Xcel Energy | 85 | 13781 | IOU | 3523601 | 10.44 | Solar |  |  | Interconnected | Golden Valley | Protected Data | Protected Data | Protected Data | Residential | Solar* Rewards | 2020 | 2020 | n/a
Xcel Energy | 85 | 13781 | IOU | 3525235 | 3.288 | Solar |  |  | Interconnected | Minneapolis | Protected Data | Protected Data | Protected Data | Residential | Solar* Rewards | 2020 | 2020 | n/a
Xcel Energy | 85 | 13781 | IOU | 3527287 | 5.48 | Solar |  |  | Interconnected | Minneapolis | Protected Data | Protected Data | Protected Data | Commercial | Solar* Rewards | 2020 | 2020 | n/a
Xcel Energy | 85 | 13781 | IOU | 3528310 | 230 | Solar |  |  | Interconnected | Minneapolis | Protected Data | Protected Data | Protected Data | Commercial | Solar* Rewards | 2020 | 2020 | n/a
Xcel Energy | 85 | 13781 | IOU | 3528429 | 60 | Solar |  |  | Interconnected | Arden Hills | Protected Data | Protected Data | Protected Data | Commercial | Solar* Rewards | 2020 | 2020 | n/a
Xcel Energy | 85 | 13781 | IOU | 3529341 | 8.12 | Solar |  |  | Interconnected | Lake Elmo | Protected Data | Protected Data | Protected Data | Residential | Solar* Rewards | 2020 | 2020 | n/a
Xcel Energy | 85 | 13781 | IOU | 3530019 | 4.64 | Solar |  |  | Interconnected | Roseville | Protected Data | Protected Data | Protected Data | Residential | Solar* Rewards | 2020 | 2020 | n/a
Xcel Energy | 85 | 13781 | IOU | 3546606 | 3.36 | Solar |  |  | Interconnected | Minneapolis | Protected Data | Protected Data | Protected Data | Residential | Solar* Rewards | 2020 | 2020 | n/a
Xcel Energy | 85 | 13781 | IOU | 3547753 | 2.64 | Solar |  |  | Interconnected | Minneapolis | Protected Data | Protected Data | Protected Data | Residential | Solar* Rewards | 2020 | 2020 | n/a
Xcel Energy | 85 | 13781 | IOU | 3551708 | 3.19 | Solar |  |  | Interconnected | Saint Paul | Protected Data | Protected Data | Protected Data | Residential | Solar* Rewards | 2020 | 2020 | n/a
Xcel Energy | 85 | 13781 | IOU | 3551938 | 6.09 | Solar |  |  | Interconnected | Minneapolis | Protected Data | Protected Data | Protected Data | Residential | Solar* Rewards | 2020 | 2020 | n/a
Xcel Energy | 85 | 13781 | IOU | 3557126 | 5 | Solar |  |  | Interconnected | Crystal | Protected Data | Protected Data | Protected Data | Residential | Solar* Rewards | 2020 | 2020 | n/a
Xcel Energy | 85 | 13781 | IOU | 3558327 | 3.84 | Solar |  |  | Interconnected | Minneapolis | Protected Data | Protected Data | Protected Data | Residential | Solar* Rewards | 2020 | 2020 | n/a
Xcel Energy | 85 | 13781 | IOU | 3559053 | 4.35 | Solar |  |  | Interconnected | Minneapolis | Protected Data | Protected Data | Protected Data | Residential | Solar* Rewards | 2020 | 2020 | n/a
Xcel Energy | 85 | 13781 | IOU | 3560238 | 5.51 | Solar |  |  | Interconnected | Bloomington | Protected Data | Protected Data | Protected Data | Residential | Solar* Rewards | 2020 | 2020 | n/a
Xcel Energy | 85 | 13781 | IOU | 3560342 | 3.48 | Solar |  |  | Interconnected | Minneapolis | Protected Data | Protected Data | Protected Data | Residential | Solar* Rewards | 2020 | 2020 | n/a
Xcel Energy | 85 | 13781 | IOU | 3564323 | 11.39 | Solar |  |  | Interconnected | Edina | Protected Data | Protected Data | Protected Data | Residential | Solar* Rewards | 2020 | 2020 | n/a
Xcel Energy | 85 | 13781 | IOU | 3564330 | 4.06 | Solar |  |  | Interconnected | Woodbury | Protected Data | Protected Data | Protected Data | Residential | Solar* Rewards | 2020 | 2020 | n/a
Xcel Energy | 85 | 13781 | IOU | 3564724 | 29.02 | Solar |  |  | Interconnected | Saint Paul | Protected Data | Protected Data | Protected Data | Commercial | Solar* Rewards | 2020 | 2020 | n/a
Xcel Energy | 85 | 13781 | IOU | 3564781 | 99.9 | Solar |  |  | Interconnected | Hopkins | Protected Data | Protected Data | Protected Data | Commercial | Solar* Rewards | 2020 | 2020 | n/a
Xcel Energy | 85 | 13781 | IOU | 3565035 | 11.52 | Solar |  |  | Interconnected | Inver Grove Heights | Protected Data | Protected Data | Protected Data | Residential | Solar* Rewards | 2020 | 2020 | n/a
Xcel Energy | 85 | 13781 | IOU | 3565087 | 6.96 | Solar |  |  | Interconnected | Hopkins | Protected Data | Protected Data | Protected Data | Residential | Solar* Rewards | 2020 | 2020 | n/a
Xcel Energy | 85 | 13781 | IOU | 3565635 | 79.98 | Solar |  |  | Interconnected | Inver Grove Heights | Protected Data | Protected Data | Protected Data | Commercial | Solar* Rewards | 2020 | 2020 | n/a
Xcel Energy | 85 | 13781 | IOU | 3566408 | 9.864 | Solar |  |  | Interconnected | Minneapolis | Protected Data | Protected Data | Protected Data | Residential | Solar* Rewards | 2020 | 2020 | n/a
Xcel Energy | 85 | 13781 | IOU | 3566544 | 12.76 | Solar |  |  | Interconnected | Edina | Protected Data | Protected Data | Protected Data | Residential | Solar* Rewards | 2020 | 2020 | n/a
Xcel Energy | 85 | 13781 | IOU | 3566564 | 18 | Solar |  |  | Interconnected | Fridley | Protected Data | Protected Data | Protected Data | Commercial | Solar* Rewards | 2020 | 2020 | n/a
Xcel Energy | 85 | 13781 | IOU | 3566671 | 180 | Solar |  |  | Interconnected | Minneapolis | Protected Data | Protected Data | Protected Data | Commercial | Solar* Rewards | 2020 | 2020 | n/a
Xcel Energy | 85 | 13781 | IOU | 3566774 | 7.616 | Solar |  |  | Interconnected | Golden Valley | Protected Data | Protected Data | Protected Data | Residential | Solar* Rewards | 2020 | 2020 | n/a
Xcel Energy | 85 | 13781 | IOU | 3566875 | 18.27 | Solar |  |  | Interconnected | Maple Grove | Protected Data | Protected Data | Protected Data | Residential | Solar* Rewards | 2020 | 2020 | n/a
Xcel Energy | 85 | 13781 | IOU | 3567784 | 2.4 | Solar |  |  | Interconnected | Minneapolis | Protected Data | Protected Data | Protected Data | Residential | Solar* Rewards | 2020 | 2020 | n/a
Xcel Energy | 85 | 13781 | IOU | 3569571 | 3.77 | Solar |  |  | Interconnected | Saint Paul | Protected Data | Protected Data | Protected Data | Residential | Solar* Rewards | 2020 | 2020 | n/a
Xcel Energy | 85 | 13781 | IOU | 3569695 | 5 | Solar |  |  | Interconnected | Saint Paul | Protected Data | Protected Data | Protected Data | Residential | Solar* Rewards | 2020 | 2020 | n/a
Xcel Energy | 85 | 13781 | IOU | 3569745 | 2.32 | Solar |  |  | Interconnected | Minneapolis | Protected Data | Protected Data | Protected Data | Residential | Solar* Rewards | 2020 | 2020 | n/a
Xcel Energy | 85 | 13781 | IOU | 3574763 | 3.48 | Solar |  |  | Interconnected | Minneapolis | Protected Data | Protected Data | Protected Data | Residential | Solar* Rewards | 2020 | 2020 | n/a
Xcel Energy | 85 | 13781 | IOU | 3576088 | 3.48 | Solar |  |  | Interconnected | Saint Cloud | Protected Data | Protected Data | Protected Data | Residential | Solar* Rewards | 2020 | 2020 | n/a
Xcel Energy | 85 | 13781 | IOU | 3576207 | 13.05 | Solar |  |  | Interconnected | Plymouth | Protected Data | Protected Data | Protected Data | Residential | Solar* Rewards | 2020 | 2020 | n/a
Xcel Energy | 85 | 13781 | IOU | 3577210 | 6.38 | Solar |  |  | Interconnected | Minneapolis | Protected Data | Protected Data | Protected Data | Residential | Solar* Rewards | 2020 | 2020 | n/a
Xcel Energy | 85 | 13781 | IOU | 3577263 | 2.9 | Solar |  |  | Interconnected | Minneapolis | Protected Data | Protected Data | Protected Data | Residential | Solar* Rewards | 2020 | 2020 | n/a
Xcel Energy | 85 | 13781 | IOU | 3578048 | 4.35 | Solar |  |  | Interconnected | Minneapolis | Protected Data | Protected Data | Protected Data | Residential | Solar* Rewards | 2020 | 2020 | n/a
Xcel Energy | 85 | 13781 | IOU | 3578148 | 3.8 | Solar |  |  | Interconnected | Minneapolis | Protected Data | Protected Data | Protected Data | Residential | Solar* Rewards | 2020 | 2020 | n/a
Xcel Energy | 85 | 13781 | IOU | 3578628 | 21.46 | Solar |  |  | Interconnected | Mayer | Protected Data | Protected Data | Protected Data | Commercial | Solar* Rewards | 2020 | 2020 | n/a
Xcel Energy | 85 | 13781 | IOU | 3579691 | 290 | Solar |  |  | Interconnected | Falcon Heights | Protected Data | Protected Data | Protected Data | Commercial | Solar* Rewards | 2020 | 2020 | n/a
Xcel Energy | 85 | 13781 | IOU | 3580277 | 4.932 | Solar |  |  | Interconnected | Minneapolis | Protected Data | Protected Data | Protected Data | Residential | Solar* Rewards | 2020 | 2020 | n/a
Xcel Energy | 85 | 13781 | IOU | 3580626 | 18 | Solar |  |  | Interconnected | Saint Cloud | Protected Data | Protected Data | Protected Data | Residential | Solar* Rewards | 2020 | 2020 | n/a
Xcel Energy | 85 | 13781 | IOU | 3580890 | 6.96 | Solar |  |  | Interconnected | Slayton | Protected Data | Protected Data | Protected Data | Residential | Solar* Rewards | 2020 | 2020 | n/a
Xcel Energy | 85 | 13781 | IOU | 3581109 | 7.25 | Solar |  |  | Interconnected | Saint Cloud | Protected Data | Protected Data | Protected Data | Residential | Solar* Rewards | 2020 | 2020 | n/a
Xcel Energy | 85 | 13781 | IOU | 3583167 | 2.88 | Solar |  |  | Interconnected | Saint Paul | Protected Data | Protected Data | Protected Data | Residential | Solar* Rewards | 2020 | 2020 | n/a
Xcel Energy | 85 | 13781 | IOU | 3583193 | 20.15 | Solar |  |  | Interconnected | Minneapolis | Protected Data | Protected Data | Protected Data | Commercial | Solar* Rewards | 2020 | 2020 | n/a
Xcel Energy | 85 | 13781 | IOU | 3583640 | 6.38 | Solar |  |  | Interconnected | Minneapolis | Protected Data | Protected Data | Protected Data | Residential | Solar* Rewards | 2020 | 2020 | n/a
Xcel Energy | 85 | 13781 | IOU | 3583647 | 4.8 | Solar |  |  | Interconnected | Richfield | Protected Data | Protected Data | Protected Data | Residential | Solar* Rewards | 2020 | 2020 | n/a
Xcel Energy | 85 | 13781 | IOU | 3588384 | 3.836 | Solar |  |  | Interconnected | Minneapolis | Protected Data | Protected Data | Protected Data | Residential | Solar* Rewards | 2020 | 2020 | n/a
Xcel Energy | 85 | 13781 | IOU | 3589115 | 5.51 | Solar |  |  | Interconnected | Minneapolis | Protected Data | Protected Data | Protected Data | Residential | Solar* Rewards | 2020 | 2020 | n/a
Xcel Energy | 85 | 13781 | IOU | 3591708 | 7.616 | Solar |  |  | Interconnected | Saint Cloud | Protected Data | Protected Data | Protected Data | Residential | Solar* Rewards | 2020 | 2020 | n/a
Xcel Energy | 85 | 13781 | IOU | 3591839 | 100 | Solar |  |  | Interconnected | Saint Louis Park | Protected Data | Protected Data | Protected Data | Commercial | Solar* Rewards | 2020 | 2020 | n/a
Xcel Energy | 85 | 13781 | IOU | 3591894 | 7.7 | Solar |  |  | Interconnected | Arden Hills | Protected Data | Protected Data | Protected Data | Residential | Solar* Rewards | 2020 | 2020 | n/a
Xcel Energy | 85 | 13781 | IOU | 3591926 | 4.93 | Solar |  |  | Interconnected | Minneapolis | Protected Data | Protected Data | Protected Data | Residential | Solar* Rewards | 2020 | 2020 | n/a
Xcel Energy | 85 | 13781 | IOU | 3592975 | 6.67 | Solar |  |  | Interconnected | Saint Paul | Protected Data | Protected Data | Protected Data | Residential | Solar* Rewards | 2020 | 2020 | n/a
Xcel Energy | 85 | 13781 | IOU | 3599413 | 10.71 | Solar |  |  | Interconnected | Inver Grove Heights | Protected Data | Protected Data | Protected Data | Residential | Solar* Rewards | 2020 | 2020 | n/a
Xcel Energy | 85 | 13781 | IOU | 3601848 | 9.423 | Solar |  |  | Interconnected | Minnetonka | Protected Data | Protected Data | Protected Data | Residential | Solar* Rewards | 2020 | 2020 | n/a
Xcel Energy | 85 | 13781 | IOU | 3602084 | 5.28 | Solar |  |  | Interconnected | Woodbury | Protected Data | Protected Data | Protected Data | Residential | Solar* Rewards | 2020 | 2020 | n/a
Xcel Energy | 85 | 13781 | IOU | 3602247 | 8.12 | Solar |  |  | Interconnected | Cottage Grove | Protected Data | Protected Data | Protected Data | Residential | Solar* Rewards | 2020 | 2020 | n/a
Xcel Energy | 85 | 13781 | IOU | 3602412 | 3.839 | Solar |  |  | Interconnected | Coon Rapids | Protected Data | Protected Data | Protected Data | Residential | Solar* Rewards | 2020 | 2020 | n/a
Xcel Energy | 85 | 13781 | IOU | 3609722 | 6.96 | Solar |  |  | Interconnected | Lake Elmo | Protected Data | Protected Data | Protected Data | Residential | Solar* Rewards | 2020 | 2020 | n/a
Xcel Energy | 85 | 13781 | IOU | 3610315 | 39.998 | Solar |  |  | Interconnected | Saint Cloud | Protected Data | Protected Data | Protected Data | Commercial | Solar* Rewards | 2020 | 2020 | n/a
Xcel Energy | 85 | 13781 | IOU | 3610430 | 3.84 | Solar |  |  | Interconnected | Hopkins | Protected Data | Protected Data | Protected Data | Residential | Solar* Rewards | 2020 | 2020 | n/a
Xcel Energy | 85 | 13781 | IOU | 3610539 | 11.39 | Solar |  |  | Interconnected | Minneapolis | Protected Data | Protected Data | Protected Data | Residential | Solar* Rewards | 2020 | 2020 | n/a
Xcel Energy | 85 | 13781 | IOU | 3614624 | 3.836 | Solar |  |  | Interconnected | Richfield | Protected Data | Protected Data | Protected Data | Residential | Solar* Rewards | 2020 | 2020 | n/a
Xcel Energy | 85 | 13781 | IOU | 3614876 | 3 | Solar |  |  | Interconnected | Saint Paul | Protected Data | Protected Data | Protected Data | Residential | Solar* Rewards | 2020 | 2020 | n/a
Xcel Energy | 85 | 13781 | IOU | 3615360 | 8.7 | Solar |  |  | Interconnected | Minneapolis | Protected Data | Protected Data | Protected Data | Residential | Solar* Rewards | 2020 | 2020 | n/a
Xcel Energy | 85 | 13781 | IOU | 3616229 | 10.15 | Solar |  |  | Interconnected | Roseville | Protected Data | Protected Data | Protected Data | Residential | Solar* Rewards | 2020 | 2020 | n/a
Xcel Energy | 85 | 13781 | IOU | 3619754 | 8.027 | Solar |  |  | Interconnected | White Bear Lake | Protected Data | Protected Data | Protected Data | Residential | Solar* Rewards | 2020 | 2020 | n/a
Xcel Energy | 85 | 13781 | IOU | 3620225 | 2.4 | Solar |  |  | Interconnected | Minneapolis | Protected Data | Protected Data | Protected Data | Residential | Solar* Rewards | 2020 | 2020 | n/a
Xcel Energy | 85 | 13781 | IOU | 3620672 | 4.35 | Solar |  |  | Interconnected | Minneapolis | Protected Data | Protected Data | Protected Data | Residential | Solar* Rewards | 2020 | 2020 | n/a
Xcel Energy | 85 | 13781 | IOU | 3621324 | 7.25 | Solar |  |  | Interconnected | Minneapolis | Protected Data | Protected Data | Protected Data | Residential | Solar* Rewards | 2020 | 2020 | n/a
Xcel Energy | 85 | 13781 | IOU | 3621656 | 5.584 | Solar |  |  | Interconnected | Saint Paul | Protected Data | Protected Data | Protected Data | Residential | Solar* Rewards | 2020 | 2020 | n/a
Xcel Energy | 85 | 13781 | IOU | 3621765 | 10.44 | Solar |  |  | Interconnected | Eden Prairie | Protected Data | Protected Data | Protected Data | Residential | Solar* Rewards | 2020 | 2020 | n/a
Xcel Energy | 85 | 13781 | IOU | 3621903 | 7.616 | Solar |  |  | Interconnected | New Munich | Protected Data | Protected Data | Protected Data | Residential | Solar* Rewards | 2020 | 2020 | n/a
Xcel Energy | 85 | 13781 | IOU | 3622292 | 6.98 | Solar |  |  | Interconnected | Fridley | Protected Data | Protected Data | Protected Data | Residential | Solar* Rewards | 2020 | 2020 | n/a
Xcel Energy | 85 | 13781 | IOU | 3622954 | 3.747 | Solar |  |  | Interconnected | Stillwater | Protected Data | Protected Data | Protected Data | Residential | Solar* Rewards | 2020 | 2020 | n/a
Xcel Energy | 85 | 13781 | IOU | 3623198 | 6.028 | Solar |  |  | Interconnected | Saint Paul | Protected Data | Protected Data | Protected Data | Residential | Solar* Rewards | 2020 | 2020 | n/a
Xcel Energy | 85 | 13781 | IOU | 3626101 | 5.22 | Solar |  |  | Interconnected | Chanhassen | Protected Data | Protected Data | Protected Data | Residential | Solar* Rewards | 2020 | 2020 | n/a
Xcel Energy | 85 | 13781 | IOU | 3626161 | 2.64 | Solar |  |  | Interconnected | Inver Grove Heights | Protected Data | Protected Data | Protected Data | Residential | Solar* Rewards | 2020 | 2020 | n/a
Xcel Energy | 85 | 13781 | IOU | 3626562 | 10.15 | Solar |  |  | Interconnected | New Hope | Protected Data | Protected Data | Protected Data | Residential | Solar* Rewards | 2020 | 2020 | n/a
Xcel Energy | 85 | 13781 | IOU | 3628010 | 19.006 | Solar |  |  | Interconnected | Maplewood | Protected Data | Protected Data | Protected Data | Residential | Solar* Rewards | 2020 | 2020 | n/a
Xcel Energy | 85 | 13781 | IOU | 3630179 | 6.96 | Solar |  |  | Interconnected | Burnsville | Protected Data | Protected Data | Protected Data | Residential | Solar* Rewards | 2020 | 2020 | n/a
Xcel Energy | 85 | 13781 | IOU | 3630249 | 7.25 | Solar |  |  | Interconnected | Mayer | Protected Data | Protected Data | Protected Data | Residential | Solar* Rewards | 2020 | 2020 | n/a
Xcel Energy | 85 | 13781 | IOU | 3631542 | 3.36 | Solar |  |  | Interconnected | Roseville | Protected Data | Protected Data | Protected Data | Residential | Solar* Rewards | 2020 | 2020 | n/a
Xcel Energy | 85 | 13781 | IOU | 3632223 | 7.616 | Solar |  |  | Interconnected | Minneapolis | Protected Data | Protected Data | Protected Data | Residential | Solar* Rewards | 2020 | 2020 | n/a
Xcel Energy | 85 | 13781 | IOU | 3632247 | 19.99 | Solar |  |  | Interconnected | Lino Lakes | Protected Data | Protected Data | Protected Data | Residential | Solar* Rewards | 2020 | 2020 | n/a
Xcel Energy | 85 | 13781 | IOU | 3632316 | 7.2 | Solar |  |  | Interconnected | Minneapolis | Protected Data | Protected Data | Protected Data | Residential | Solar* Rewards | 2020 | 2020 | n/a
Xcel Energy | 85 | 13781 | IOU | 3632406 | 5.51 | Solar |  |  | Interconnected | Saint Paul | Protected Data | Protected Data | Protected Data | Residential | Solar* Rewards | 2020 | 2020 | n/a
Xcel Energy | 85 | 13781 | IOU | 3633226 | 9.994 | Solar |  |  | Interconnected | Lakeville | Protected Data | Protected Data | Protected Data | Residential | Solar* Rewards | 2020 | 2020 | n/a
Xcel Energy | 85 | 13781 | IOU | 3633309 | 3.49 | Solar |  |  | Interconnected | Minneapolis | Protected Data | Protected Data | Protected Data | Residential | Solar* Rewards | 2020 | 2020 | n/a
Xcel Energy | 85 | 13781 | IOU | 3633903 | 9.994 | Solar |  |  | Interconnected | Bloomington | Protected Data | Protected Data | Protected Data | Residential | Solar* Rewards | 2020 | 2020 | n/a
Xcel Energy | 85 | 13781 | IOU | 3634175 | 6.67 | Solar |  |  | Interconnected | South Saint Paul | Protected Data | Protected Data | Protected Data | Residential | Solar* Rewards | 2020 | 2020 | n/a
Xcel Energy | 85 | 13781 | IOU | 3635588 | 9.994 | Solar |  |  | Interconnected | Shoreview | Protected Data | Protected Data | Protected Data | Residential | Solar* Rewards | 2020 | 2020 | n/a
Xcel Energy | 85 | 13781 | IOU | 3636542 | 9.994 | Solar |  |  | Interconnected | Forest Lake | Protected Data | Protected Data | Protected Data | Commercial | Solar* Rewards | 2020 | 2020 | n/a
Xcel Energy | 85 | 13781 | IOU | 3645656 | 5.5 | Solar |  |  | Interconnected | Eden Prairie | Protected Data | Protected Data | Protected Data | Residential | Solar* Rewards | 2020 | 2020 | n/a
Xcel Energy | 85 | 13781 | IOU | 3645761 | 9.994 | Solar |  |  | Interconnected | Stillwater | Protected Data | Protected Data | Protected Data | Residential | Solar* Rewards | 2020 | 2020 | n/a
Xcel Energy | 85 | 13781 | IOU | 3645766 | 7.616 | Solar |  |  | Interconnected | Minneapolis | Protected Data | Protected Data | Protected Data | Residential | Solar* Rewards | 2020 | 2020 | n/a
Xcel Energy | 85 | 13781 | IOU | 3645772 | 1.44 | Solar |  |  | Interconnected | Shoreview | Protected Data | Protected Data | Protected Data | Residential | Solar* Rewards | 2020 | 2020 | n/a
Xcel Energy | 85 | 13781 | IOU | 3645775 | 6 | Solar |  |  | Interconnected | Shoreview | Protected Data | Protected Data | Protected Data | Residential | Solar* Rewards | 2020 | 2020 | n/a
Xcel Energy | 85 | 13781 | IOU | 3647283 | 9.994 | Solar |  |  | Interconnected | Minneapolis | Protected Data | Protected Data | Protected Data | Residential | Solar* Rewards | 2020 | 2020 | n/a
Xcel Energy | 85 | 13781 | IOU | 3648062 | 9.994 | Solar |  |  | Interconnected | Saint Louis Park | Protected Data | Protected Data | Protected Data | Residential | Solar* Rewards | 2020 | 2020 | n/a
Xcel Energy | 85 | 13781 | IOU | 3649556 | 4.64 | Solar |  |  | Interconnected | Saint Paul | Protected Data | Protected Data | Protected Data | Residential | Solar* Rewards | 2020 | 2020 | n/a
Xcel Energy | 85 | 13781 | IOU | 3649834 | 6 | Solar |  |  | Interconnected | Golden Valley | Protected Data | Protected Data | Protected Data | Residential | Solar* Rewards | 2020 | 2020 | n/a
Xcel Energy | 85 | 13781 | IOU | 3650115 | 5 | Solar |  |  | Interconnected | Pine Island | Protected Data | Protected Data | Protected Data | Residential | Solar* Rewards | 2020 | 2020 | n/a
Xcel Energy | 85 | 13781 | IOU | 3650254 | 8.768 | Solar |  |  | Interconnected | Minnetonka Beach | Protected Data | Protected Data | Protected Data | Residential | Solar* Rewards | 2020 | 2020 | n/a
Xcel Energy | 85 | 13781 | IOU | 3650574 | 9.074 | Solar |  |  | Interconnected | Hugo | Protected Data | Protected Data | Protected Data | Residential | Solar* Rewards | 2020 | 2020 | n/a
Xcel Energy | 85 | 13781 | IOU | 3656138 | 14.994 | Solar |  |  | Interconnected | Minneapolis | Protected Data | Protected Data | Protected Data | Residential | Solar* Rewards | 2020 | 2020 | n/a
Xcel Energy | 85 | 13781 | IOU | 3656298 | 7.54 | Solar |  |  | Interconnected | Maplewood | Protected Data | Protected Data | Protected Data | Residential | Solar* Rewards | 2020 | 2020 | n/a
Xcel Energy | 85 | 13781 | IOU | 3657404 | 5 | Solar |  |  | Interconnected | Minneapolis | Protected Data | Protected Data | Protected Data | Residential | Solar* Rewards | 2020 | 2020 | n/a
Xcel Energy | 85 | 13781 | IOU | 3657762 | 5.48 | Solar |  |  | Interconnected | Minneapolis | Protected Data | Protected Data | Protected Data | Residential | Solar* Rewards | 2020 | 2020 | n/a
Xcel Energy | 85 | 13781 | IOU | 3657868 | 5.8 | Solar |  |  | Interconnected | Minneapolis | Protected Data | Protected Data | Protected Data | Residential | Solar* Rewards | 2020 | 2020 | n/a
Xcel Energy | 85 | 13781 | IOU | 3659239 | 4.32 | Solar |  |  | Interconnected | Saint Paul | Protected Data | Protected Data | Protected Data | Residential | Solar* Rewards | 2020 | 2020 | n/a
Xcel Energy | 85 | 13781 | IOU | 3661278 | 3.3 | Solar |  |  | Interconnected | Minneapolis | Protected Data | Protected Data | Protected Data | Residential | Solar* Rewards | 2020 | 2020 | n/a
Xcel Energy | 85 | 13781 | IOU | 3661305 | 6.38 | Solar |  |  | Interconnected | Shoreview | Protected Data | Protected Data | Protected Data | Residential | Solar* Rewards | 2020 | 2020 | n/a
Xcel Energy | 85 | 13781 | IOU | 3661438 | 8.376 | Solar |  |  | Interconnected | Saint Louis Park | Protected Data | Protected Data | Protected Data | Residential | Solar* Rewards | 2020 | 2020 | n/a
Xcel Energy | 85 | 13781 | IOU | 3661916 | 4.8 | Solar |  |  | Interconnected | Saint Paul | Protected Data | Protected Data | Protected Data | Residential | Solar* Rewards | 2020 | 2020 | n/a
Xcel Energy | 85 | 13781 | IOU | 3662613 | 5.584 | Solar |  |  | Interconnected | Bloomington | Protected Data | Protected Data | Protected Data | Residential | Solar* Rewards | 2020 | 2020 | n/a
Xcel Energy | 85 | 13781 | IOU | 3662632 | 7.25 | Solar |  |  | Interconnected | Center City | Protected Data | Protected Data | Protected Data | Residential | Solar* Rewards | 2020 | 2020 | n/a
Xcel Energy | 85 | 13781 | IOU | 3662680 | 12.48 | Solar |  |  | Interconnected | Shoreview | Protected Data | Protected Data | Protected Data | Residential | Solar* Rewards | 2020 | 2020 | n/a
Xcel Energy | 85 | 13781 | IOU | 3663275 | 5 | Solar |  |  | Interconnected | Minnetonka Beach | Protected Data | Protected Data | Protected Data | Residential | Solar* Rewards | 2020 | 2020 | n/a
Xcel Energy | 85 | 13781 | IOU | 3663281 | 2.4 | Solar |  |  | Interconnected | Faribault | Protected Data | Protected Data | Protected Data | Residential | Solar* Rewards | 2020 | 2020 | n/a
Xcel Energy | 85 | 13781 | IOU | 3663356 | 2.88 | Solar |  |  | Interconnected | Mendota Heights | Protected Data | Protected Data | Protected Data | Residential | Solar* Rewards | 2020 | 2020 | n/a
Xcel Energy | 85 | 13781 | IOU | 3663435 | 2.4 | Solar |  |  | Interconnected | Minneapolis | Protected Data | Protected Data | Protected Data | Residential | Solar* Rewards | 2020 | 2020 | n/a
Xcel Energy | 85 | 13781 | IOU | 3664114 | 4.188 | Solar |  |  | Interconnected | Minneapolis | Protected Data | Protected Data | Protected Data | Residential | Solar* Rewards | 2020 | 2020 | n/a
Xcel Energy | 85 | 13781 | IOU | 3664123 | 5.04 | Solar |  |  | Interconnected | Minneapolis | Protected Data | Protected Data | Protected Data | Residential | Solar* Rewards | 2020 | 2020 | n/a
Xcel Energy | 85 | 13781 | IOU | 3664152 | 6.631 | Solar |  |  | Interconnected | Minneapolis | Protected Data | Protected Data | Protected Data | Residential | Solar* Rewards | 2020 | 2020 | n/a
Xcel Energy | 85 | 13781 | IOU | 3664187 | 2.16 | Solar |  |  | Interconnected | Saint Paul | Protected Data | Protected Data | Protected Data | Residential | Solar* Rewards | 2020 | 2020 | n/a
Xcel Energy | 85 | 13781 | IOU | 3664258 | 3.84 | Solar |  |  | Interconnected | Saint Paul | Protected Data | Protected Data | Protected Data | Residential | Solar* Rewards | 2020 | 2020 | n/a
Xcel Energy | 85 | 13781 | IOU | 3665241 | 9.28 | Solar |  |  | Interconnected | Saint Paul | Protected Data | Protected Data | Protected Data | Residential | Solar* Rewards | 2020 | 2020 | n/a
Xcel Energy | 85 | 13781 | IOU | 3665251 | 6 | Solar |  |  | Interconnected | Minnetonka | Protected Data | Protected Data | Protected Data | Residential | Solar* Rewards | 2020 | 2020 | n/a
Xcel Energy | 85 | 13781 | IOU | 3665513 | 3.48 | Solar |  |  | Interconnected | Saint Paul | Protected Data | Protected Data | Protected Data | Residential | Solar* Rewards | 2020 | 2020 | n/a
Xcel Energy | 85 | 13781 | IOU | 3665519 | 9.994 | Solar |  |  | Interconnected | Belle Plaine | Protected Data | Protected Data | Protected Data | Residential | Solar* Rewards | 2020 | 2020 | n/a
Xcel Energy | 85 | 13781 | IOU | 3665863 | 11.508 | Solar |  |  | Interconnected | Vadnais Heights | Protected Data | Protected Data | Protected Data | Residential | Solar* Rewards | 2020 | 2020 | n/a
Xcel Energy | 85 | 13781 | IOU | 3667186 | 6 | Solar |  |  | Interconnected | Maple Grove | Protected Data | Protected Data | Protected Data | Residential | Solar* Rewards | 2020 | 2020 | n/a
Xcel Energy | 85 | 13781 | IOU | 3668945 | 4.188 | Solar |  |  | Interconnected | Inver Grove Heights | Protected Data | Protected Data | Protected Data | Residential | Solar* Rewards | 2020 | 2020 | n/a
Xcel Energy | 85 | 13781 | IOU | 3669113 | 4.93 | Solar |  |  | Interconnected | Minneapolis | Protected Data | Protected Data | Protected Data | Residential | Solar* Rewards | 2020 | 2020 | n/a
Xcel Energy | 85 | 13781 | IOU | 3669937 | 7.68 | Solar |  |  | Interconnected | Sartell | Protected Data | Protected Data | Protected Data | Residential | Solar* Rewards | 2020 | 2020 | n/a
Xcel Energy | 85 | 13781 | IOU | 3670825 | 2.962 | Solar |  |  | Interconnected | Eden Prairie | Protected Data | Protected Data | Protected Data | Residential | Solar* Rewards | 2020 | 2020 | n/a
Xcel Energy | 85 | 13781 | IOU | 3670945 | 1.92 | Solar |  |  | Interconnected | Minneapolis | Protected Data | Protected Data | Protected Data | Residential | Solar* Rewards | 2020 | 2020 | n/a
Xcel Energy | 85 | 13781 | IOU | 3671547 | 4.64 | Solar |  |  | Interconnected | Waite Park | Protected Data | Protected Data | Protected Data | Residential | Solar* Rewards | 2020 | 2020 | n/a
Xcel Energy | 85 | 13781 | IOU | 3675029 | 14.4 | Solar |  |  | Interconnected | Lake Elmo | Protected Data | Protected Data | Protected Data | Residential | Solar* Rewards | 2020 | 2020 | n/a
Xcel Energy | 85 | 13781 | IOU | 3679439 | 10.819 | Solar |  |  | Interconnected | Hampton | Protected Data | Protected Data | Protected Data | Residential | Solar* Rewards | 2020 | 2020 | n/a
Xcel Energy | 85 | 13781 | IOU | 3680307 | 5 | Solar |  |  | Interconnected | Minneapolis | Protected Data | Protected Data | Protected Data | Residential | Solar* Rewards | 2020 | 2020 | n/a
Xcel Energy | 85 | 13781 | IOU | 3682738 | 2.88 | Solar |  |  | Interconnected | Robbinsdale | Protected Data | Protected Data | Protected Data | Residential | Solar* Rewards | 2020 | 2020 | n/a
Xcel Energy | 85 | 13781 | IOU | 3682809 | 6.09 | Solar |  |  | Interconnected | Bloomington | Protected Data | Protected Data | Protected Data | Residential | Solar* Rewards | 2020 | 2020 | n/a
Xcel Energy | 85 | 13781 | IOU | 3683386 | 4.64 | Solar |  |  | Interconnected | Wayzata | Protected Data | Protected Data | Protected Data | Residential | Solar* Rewards | 2020 | 2020 | n/a
Xcel Energy | 85 | 13781 | IOU | 3684989 | 3.36 | Solar |  |  | Interconnected | Eden Prairie | Protected Data | Protected Data | Protected Data | Residential | Solar* Rewards | 2020 | 2020 | n/a
Xcel Energy | 85 | 13781 | IOU | 3686876 | 9.994 | Solar |  |  | Interconnected | Minneapolis | Protected Data | Protected Data | Protected Data | Residential | Solar* Rewards | 2020 | 2020 | n/a
Xcel Energy | 85 | 13781 | IOU | 3686927 | 6.576 | Solar |  |  | Interconnected | Minneapolis | Protected Data | Protected Data | Protected Data | Residential | Solar* Rewards | 2020 | 2020 | n/a
Xcel Energy | 85 | 13781 | IOU | 3688494 | 7.678 | Solar |  |  | Interconnected | Lake Elmo | Protected Data | Protected Data | Protected Data | Residential | Solar* Rewards | 2020 | 2020 | n/a
Xcel Energy | 85 | 13781 | IOU | 3689210 | 9.994 | Solar |  |  | Interconnected | Cottage Grove | Protected Data | Protected Data | Protected Data | Residential | Solar* Rewards | 2020 | 2020 | n/a
Xcel Energy | 85 | 13781 | IOU | 3691128 | 5.8 | Solar |  |  | Interconnected | Saint Paul | Protected Data | Protected Data | Protected Data | Residential | Solar* Rewards | 2020 | 2020 | n/a
Xcel Energy | 85 | 13781 | IOU | 3691158 | 3.747 | Solar |  |  | Interconnected | Minneapolis | Protected Data | Protected Data | Protected Data | Residential | Solar* Rewards | 2020 | 2020 | n/a
Xcel Energy | 85 | 13781 | IOU | 3691656 | 3.839 | Solar |  |  | Interconnected | Lakeville | Protected Data | Protected Data | Protected Data | Residential | Solar* Rewards | 2020 | 2020 | n/a
Xcel Energy | 85 | 13781 | IOU | 3692793 | 10.395 | Solar |  |  | Interconnected | Minneapolis | Protected Data | Protected Data | Protected Data | Residential | Solar* Rewards | 2020 | 2020 | n/a
Xcel Energy | 85 | 13781 | IOU | 3696676 | 2.88 | Solar |  |  | Interconnected | Saint Paul | Protected Data | Protected Data | Protected Data | Residential | Solar* Rewards | 2020 | 2020 | n/a
Xcel Energy | 85 | 13781 | IOU | 3698055 | 4.32 | Solar |  |  | Interconnected | Saint Cloud | Protected Data | Protected Data | Protected Data | Residential | Solar* Rewards | 2020 | 2020 | n/a
Xcel Energy | 85 | 13781 | IOU | 3702737 | 5.933 | Solar |  |  | Interconnected | Saint Paul | Protected Data | Protected Data | Protected Data | Residential | Solar* Rewards | 2020 | 2020 | n/a
Xcel Energy | 85 | 13781 | IOU | 3704511 | 6.282 | Solar |  |  | Interconnected | Minneapolis | Protected Data | Protected Data | Protected Data | Residential | Solar* Rewards | 2020 | 2020 | n/a
Xcel Energy | 85 | 13781 | IOU | 3704608 | 11.43 | Solar |  |  | Interconnected | Rogers | Protected Data | Protected Data | Protected Data | Residential | Solar* Rewards | 2020 | 2020 | n/a
Xcel Energy | 85 | 13781 | IOU | 3706093 | 2.64 | Solar |  |  | Interconnected | Minneapolis | Protected Data | Protected Data | Protected Data | Residential | Solar* Rewards | 2020 | 2020 | n/a
Xcel Energy | 85 | 13781 | IOU | 3708075 | 7.616 | Solar |  |  | Interconnected | Brooklyn Park | Protected Data | Protected Data | Protected Data | Residential | Solar* Rewards | 2020 | 2020 | n/a
Xcel Energy | 85 | 13781 | IOU | 3708124 | 9.994 | Solar |  |  | Interconnected | Eden Prairie | Protected Data | Protected Data | Protected Data | Residential | Solar* Rewards | 2020 | 2020 | n/a
Xcel Energy | 85 | 13781 | IOU | 3708942 | 4.64 | Solar |  |  | Interconnected | Minneapolis | Protected Data | Protected Data | Protected Data | Residential | Solar* Rewards | 2020 | 2020 | n/a
Xcel Energy | 85 | 13781 | IOU | 3709194 | 5.04 | Solar |  |  | Interconnected | Minneapolis | Protected Data | Protected Data | Protected Data | Residential | Solar* Rewards | 2020 | 2020 | n/a
Xcel Energy | 85 | 13781 | IOU | 3727495 | 9.074 | Solar |  |  | Interconnected | Minneapolis | Protected Data | Protected Data | Protected Data | Residential | Solar* Rewards | 2020 | 2020 | n/a
Xcel Energy | 85 | 13781 | IOU | 3729854 | 6.09 | Solar |  |  | Interconnected | Saint Paul | Protected Data | Protected Data | Protected Data | Residential | Solar* Rewards | 2020 | 2020 | n/a
Xcel Energy | 85 | 13781 | IOU | 3730600 | 6.72 | Solar |  |  | Interconnected | Hanover | Protected Data | Protected Data | Protected Data | Residential | Solar* Rewards | 2020 | 2020 | n/a
Xcel Energy | 85 | 13781 | IOU | 3730603 | 10.47 | Solar |  |  | Interconnected | Farmington | Protected Data | Protected Data | Protected Data | Residential | Solar* Rewards | 2020 | 2020 | n/a
Xcel Energy | 85 | 13781 | IOU | 3731103 | 4.188 | Solar |  |  | Interconnected | Minneapolis | Protected Data | Protected Data | Protected Data | Residential | Solar* Rewards | 2020 | 2020 | n/a
Xcel Energy | 85 | 13781 | IOU | 3731157 | 6.24 | Solar |  |  | Interconnected | Cottage Grove | Protected Data | Protected Data | Protected Data | Residential | Solar* Rewards | 2020 | 2020 | n/a
Xcel Energy | 85 | 13781 | IOU | 3734343 | 6.05 | Solar |  |  | Interconnected | Minneapolis | Protected Data | Protected Data | Protected Data | Residential | Solar* Rewards | 2020 | 2020 | n/a
Xcel Energy | 85 | 13781 | IOU | 3734561 | 6.96 | Solar |  |  | Interconnected | Minneapolis | Protected Data | Protected Data | Protected Data | Residential | Solar* Rewards | 2020 | 2020 | n/a
Xcel Energy | 85 | 13781 | IOU | 3734716 | 6.24 | Solar |  |  | Interconnected | Minneapolis | Protected Data | Protected Data | Protected Data | Residential | Solar* Rewards | 2020 | 2020 | n/a
Xcel Energy | 85 | 13781 | IOU | 3734933 | 11.377 | Solar |  |  | Interconnected | Montevideo | Protected Data | Protected Data | Protected Data | Residential | Solar* Rewards | 2020 | 2020 | n/a
Xcel Energy | 85 | 13781 | IOU | 3735588 | 10.15 | Solar |  |  | Interconnected | Minneapolis | Protected Data | Protected Data | Protected Data | Residential | Solar* Rewards | 2020 | 2020 | n/a
Xcel Energy | 85 | 13781 | IOU | 3736057 | 5.8 | Solar |  |  | Interconnected | Saint Paul | Protected Data | Protected Data | Protected Data | Residential | Solar* Rewards | 2020 | 2020 | n/a
Xcel Energy | 85 | 13781 | IOU | 3736183 | 6.96 | Solar |  |  | Interconnected | Saint Paul | Protected Data | Protected Data | Protected Data | Residential | Solar* Rewards | 2020 | 2020 | n/a
Xcel Energy | 85 | 13781 | IOU | 3738380 | 3.36 | Solar |  |  | Interconnected | Farmington | Protected Data | Protected Data | Protected Data | Residential | Solar* Rewards | 2020 | 2020 | n/a
Xcel Energy | 85 | 13781 | IOU | 3739223 | 3.36 | Solar |  |  | Interconnected | Minneapolis | Protected Data | Protected Data | Protected Data | Residential | Solar* Rewards | 2020 | 2020 | n/a
Xcel Energy | 85 | 13781 | IOU | 3739253 | 8.12 | Solar |  |  | Interconnected | Eden Prairie | Protected Data | Protected Data | Protected Data | Residential | Solar* Rewards | 2020 | 2020 | n/a
Xcel Energy | 85 | 13781 | IOU | 3739357 | 7.616 | Solar |  |  | Interconnected | Minneapolis | Protected Data | Protected Data | Protected Data | Residential | Solar* Rewards | 2020 | 2020 | n/a
Xcel Energy | 85 | 13781 | IOU | 3739412 | 9.772 | Solar |  |  | Interconnected | Brooklyn Park | Protected Data | Protected Data | Protected Data | Residential | Solar* Rewards | 2020 | 2020 | n/a
Xcel Energy | 85 | 13781 | IOU | 3739455 | 5.5 | Solar |  |  | Interconnected | Minneapolis | Protected Data | Protected Data | Protected Data | Residential | Solar* Rewards | 2020 | 2020 | n/a
Xcel Energy | 85 | 13781 | IOU | 3739458 | 9.28 | Solar |  |  | Interconnected | Stillwater | Protected Data | Protected Data | Protected Data | Residential | Solar* Rewards | 2020 | 2020 | n/a
Xcel Energy | 85 | 13781 | IOU | 3739684 | 3.48 | Solar |  |  | Interconnected | Minneapolis | Protected Data | Protected Data | Protected Data | Residential | Solar* Rewards | 2020 | 2020 | n/a
Xcel Energy | 85 | 13781 | IOU | 3740188 | 4.64 | Solar |  |  | Interconnected | Minneapolis | Protected Data | Protected Data | Protected Data | Residential | Solar* Rewards | 2020 | 2020 | n/a
Xcel Energy | 85 | 13781 | IOU | 3740351 | 6.67 | Solar |  |  | Interconnected | Minneapolis | Protected Data | Protected Data | Protected Data | Residential | Solar* Rewards | 2020 | 2020 | n/a
Xcel Energy | 85 | 13781 | IOU | 3740366 | 11.39 | Solar |  |  | Interconnected | Forest Lake | Protected Data | Protected Data | Protected Data | Residential | Solar* Rewards | 2020 | 2020 | n/a
Xcel Energy | 85 | 13781 | IOU | 3740423 | 4.35 | Solar |  |  | Interconnected | Saint Paul | Protected Data | Protected Data | Protected Data | Residential | Solar* Rewards | 2020 | 2020 | n/a
Xcel Energy | 85 | 13781 | IOU | 3740727 | 3.84 | Solar |  |  | Interconnected | New Brighton | Protected Data | Protected Data | Protected Data | Residential | Solar* Rewards | 2020 | 2020 | n/a
Xcel Energy | 85 | 13781 | IOU | 3740799 | 9.994 | Solar |  |  | Interconnected | Minneapolis | Protected Data | Protected Data | Protected Data | Residential | Solar* Rewards | 2020 | 2020 | n/a
Xcel Energy | 85 | 13781 | IOU | 3740892 | 4.188 | Solar |  |  | Interconnected | Minneapolis | Protected Data | Protected Data | Protected Data | Residential | Solar* Rewards | 2020 | 2020 | n/a
Xcel Energy | 85 | 13781 | IOU | 3740917 | 6.38 | Solar |  |  | Interconnected | Maple Grove | Protected Data | Protected Data | Protected Data | Residential | Solar* Rewards | 2020 | 2020 | n/a
Xcel Energy | 85 | 13781 | IOU | 3740938 | 4.35 | Solar |  |  | Interconnected | Saint Paul | Protected Data | Protected Data | Protected Data | Residential | Solar* Rewards | 2020 | 2020 | n/a
Xcel Energy | 85 | 13781 | IOU | 3741041 | 4.8 | Solar |  |  | Interconnected | Rosemount | Protected Data | Protected Data | Protected Data | Residential | Solar* Rewards | 2020 | 2020 | n/a
Xcel Energy | 85 | 13781 | IOU | 3741114 | 4.06 | Solar |  |  | Interconnected | Bloomington | Protected Data | Protected Data | Protected Data | Residential | Solar* Rewards | 2020 | 2020 | n/a
Xcel Energy | 85 | 13781 | IOU | 3741172 | 2.32 | Solar |  |  | Interconnected | Minneapolis | Protected Data | Protected Data | Protected Data | Residential | Solar* Rewards | 2020 | 2020 | n/a
Xcel Energy | 85 | 13781 | IOU | 3741218 | 4.188 | Solar |  |  | Interconnected | Saint Paul | Protected Data | Protected Data | Protected Data | Residential | Solar* Rewards | 2020 | 2020 | n/a
Xcel Energy | 85 | 13781 | IOU | 3741408 | 7.329 | Solar |  |  | Interconnected | Brooklyn Park | Protected Data | Protected Data | Protected Data | Residential | Solar* Rewards | 2020 | 2020 | n/a
Xcel Energy | 85 | 13781 | IOU | 3742373 | 7.54 | Solar |  |  | Interconnected | Golden Valley | Protected Data | Protected Data | Protected Data | Residential | Solar* Rewards | 2020 | 2020 | n/a
Xcel Energy | 85 | 13781 | IOU | 3742703 | 8.12 | Solar |  |  | Interconnected | Saint Paul | Protected Data | Protected Data | Protected Data | Residential | Solar* Rewards | 2020 | 2020 | n/a
Xcel Energy | 85 | 13781 | IOU | 3743218 | 4.93 | Solar |  |  | Interconnected | White Bear Lake | Protected Data | Protected Data | Protected Data | Residential | Solar* Rewards | 2020 | 2020 | n/a
Xcel Energy | 85 | 13781 | IOU | 3743324 | 6.67 | Solar |  |  | Interconnected | Lake Elmo | Protected Data | Protected Data | Protected Data | Residential | Solar* Rewards | 2020 | 2020 | n/a
Xcel Energy | 85 | 13781 | IOU | 3744333 | 13.741 | Solar |  |  | Interconnected | Saint Cloud | Protected Data | Protected Data | Protected Data | Residential | Solar* Rewards | 2020 | 2020 | n/a
Xcel Energy | 85 | 13781 | IOU | 3744780 | 6.96 | Solar |  |  | Interconnected | Saint Paul | Protected Data | Protected Data | Protected Data | Residential | Solar* Rewards | 2020 | 2020 | n/a
Xcel Energy | 85 | 13781 | IOU | 3744805 | 5 | Solar |  |  | Interconnected | Lino Lakes | Protected Data | Protected Data | Protected Data | Residential | Solar* Rewards | 2020 | 2020 | n/a
Xcel Energy | 85 | 13781 | IOU | 3745579 | 7.83 | Solar |  |  | Interconnected | Hopkins | Protected Data | Protected Data | Protected Data | Residential | Solar* Rewards | 2020 | 2020 | n/a
Xcel Energy | 85 | 13781 | IOU | 3746430 | 2.962 | Solar |  |  | Interconnected | Minneapolis | Protected Data | Protected Data | Protected Data | Residential | Solar* Rewards | 2020 | 2020 | n/a
Xcel Energy | 85 | 13781 | IOU | 3746561 | 6 | Solar |  |  | Interconnected | Arden Hills | Protected Data | Protected Data | Protected Data | Residential | Solar* Rewards | 2020 | 2020 | n/a
Xcel Energy | 85 | 13781 | IOU | 3748090 | 4.93 | Solar |  |  | Interconnected | Edina | Protected Data | Protected Data | Protected Data | Residential | Solar* Rewards | 2020 | 2020 | n/a
Xcel Energy | 85 | 13781 | IOU | 3749655 | 6.98 | Solar |  |  | Interconnected | Waconia | Protected Data | Protected Data | Protected Data | Residential | Solar* Rewards | 2020 | 2020 | n/a
Xcel Energy | 85 | 13781 | IOU | 3749704 | 9.28 | Solar |  |  | Interconnected | Inver Grove Heights | Protected Data | Protected Data | Protected Data | Residential | Solar* Rewards | 2020 | 2020 | n/a
Xcel Energy | 85 | 13781 | IOU | 3750373 | 8.88 | Solar |  |  | Interconnected | Lakeville | Protected Data | Protected Data | Protected Data | Residential | Solar* Rewards | 2020 | 2020 | n/a
Xcel Energy | 85 | 13781 | IOU | 3752204 | 5.51 | Solar |  |  | Interconnected | Becker | Protected Data | Protected Data | Protected Data | Residential | Solar* Rewards | 2020 | 2020 | n/a
Xcel Energy | 85 | 13781 | IOU | 3752962 | 6 | Solar |  |  | Interconnected | Minneapolis | Protected Data | Protected Data | Protected Data | Residential | Solar* Rewards | 2020 | 2020 | n/a
Xcel Energy | 85 | 13781 | IOU | 3753778 | 9.994 | Solar |  |  | Interconnected | Maplewood | Protected Data | Protected Data | Protected Data | Residential | Solar* Rewards | 2020 | 2020 | n/a
Xcel Energy | 85 | 13781 | IOU | 3753789 | 3.48 | Solar |  |  | Interconnected | Minneapolis | Protected Data | Protected Data | Protected Data | Residential | Solar* Rewards | 2020 | 2020 | n/a
Xcel Energy | 85 | 13781 | IOU | 3753896 | 6.09 | Solar |  |  | Interconnected | Cottage Grove | Protected Data | Protected Data | Protected Data | Residential | Solar* Rewards | 2020 | 2020 | n/a
Xcel Energy | 85 | 13781 | IOU | 3754162 | 6.96 | Solar |  |  | Interconnected | Saint Paul | Protected Data | Protected Data | Protected Data | Residential | Solar* Rewards | 2020 | 2020 | n/a
Xcel Energy | 85 | 13781 | IOU | 3758375 | 9.994 | Solar |  |  | Interconnected | Minneapolis | Protected Data | Protected Data | Protected Data | Residential | Solar* Rewards | 2020 | 2020 | n/a
Xcel Energy | 85 | 13781 | IOU | 3758414 | 6 | Solar |  |  | Interconnected | Shoreview | Protected Data | Protected Data | Protected Data | Residential | Solar* Rewards | 2020 | 2020 | n/a
Xcel Energy | 85 | 13781 | IOU | 3759581 | 9.994 | Solar |  |  | Interconnected | Eden Prairie | Protected Data | Protected Data | Protected Data | Residential | Solar* Rewards | 2020 | 2020 | n/a
Xcel Energy | 85 | 13781 | IOU | 3762117 | 10.592 | Solar |  |  | Interconnected | Mendota Heights | Protected Data | Protected Data | Protected Data | Residential | Solar* Rewards | 2020 | 2020 | n/a
Xcel Energy | 85 | 13781 | IOU | 3767492 | 7.616 | Solar |  |  | Interconnected | Golden Valley | Protected Data | Protected Data | Protected Data | Residential | Solar* Rewards | 2020 | 2020 | n/a
Xcel Energy | 85 | 13781 | IOU | 3767760 | 4.8 | Solar |  |  | Interconnected | New Brighton | Protected Data | Protected Data | Protected Data | Residential | Solar* Rewards | 2020 | 2020 | n/a
Xcel Energy | 85 | 13781 | IOU | 3768067 | 9.57 | Solar |  |  | Interconnected | Minneapolis | Protected Data | Protected Data | Protected Data | Residential | Solar* Rewards | 2020 | 2020 | n/a
Xcel Energy | 85 | 13781 | IOU | 3769582 | 7.329 | Solar |  |  | Interconnected | Minneapolis | Protected Data | Protected Data | Protected Data | Residential | Solar* Rewards | 2020 | 2020 | n/a
Xcel Energy | 85 | 13781 | IOU | 3770261 | 6 | Solar |  |  | Interconnected | New Brighton | Protected Data | Protected Data | Protected Data | Residential | Solar* Rewards | 2020 | 2020 | n/a
Xcel Energy | 85 | 13781 | IOU | 3770309 | 2.32 | Solar |  |  | Interconnected | Minneapolis | Protected Data | Protected Data | Protected Data | Residential | Solar* Rewards | 2020 | 2020 | n/a
Xcel Energy | 85 | 13781 | IOU | 3773006 | 7.54 | Solar |  |  | Interconnected | Stillwater | Protected Data | Protected Data | Protected Data | Residential | Solar* Rewards | 2020 | 2020 | n/a
Xcel Energy | 85 | 13781 | IOU | 3773457 | 4.93 | Solar |  |  | Interconnected | Woodbury | Protected Data | Protected Data | Protected Data | Residential | Solar* Rewards | 2020 | 2020 | n/a
Xcel Energy | 85 | 13781 | IOU | 3773771 | 7.15 | Solar |  |  | Interconnected | Edina | Protected Data | Protected Data | Protected Data | Residential | Solar* Rewards | 2020 | 2020 | n/a
Xcel Energy | 85 | 13781 | IOU | 3773783 | 8.7 | Solar |  |  | Interconnected | Saint Paul | Protected Data | Protected Data | Protected Data | Residential | Solar* Rewards | 2020 | 2020 | n/a
Xcel Energy | 85 | 13781 | IOU | 3773786 | 3.747 | Solar |  |  | Interconnected | Stillwater | Protected Data | Protected Data | Protected Data | Residential | Solar* Rewards | 2020 | 2020 | n/a
Xcel Energy | 85 | 13781 | IOU | 3773794 | 3.747 | Solar |  |  | Interconnected | Minneapolis | Protected Data | Protected Data | Protected Data | Residential | Solar* Rewards | 2020 | 2020 | n/a
Xcel Energy | 85 | 13781 | IOU | 3774347 | 3.747 | Solar |  |  | Interconnected | Robbinsdale | Protected Data | Protected Data | Protected Data | Residential | Solar* Rewards | 2020 | 2020 | n/a
Xcel Energy | 85 | 13781 | IOU | 3775703 | 5.22 | Solar |  |  | Interconnected | Minneapolis | Protected Data | Protected Data | Protected Data | Residential | Solar* Rewards | 2020 | 2020 | n/a
Xcel Energy | 85 | 13781 | IOU | 3775782 | 9.57 | Solar |  |  | Interconnected | Mendota Heights | Protected Data | Protected Data | Protected Data | Residential | Solar* Rewards | 2020 | 2020 | n/a
Xcel Energy | 85 | 13781 | IOU | 3775828 | 2.32 | Solar |  |  | Interconnected | Saint Paul | Protected Data | Protected Data | Protected Data | Residential | Solar* Rewards | 2020 | 2020 | n/a
Xcel Energy | 85 | 13781 | IOU | 3775928 | 3.19 | Solar |  |  | Interconnected | Minneapolis | Protected Data | Protected Data | Protected Data | Residential | Solar* Rewards | 2020 | 2020 | n/a
Xcel Energy | 85 | 13781 | IOU | 3777099 | 11.31 | Solar |  |  | Interconnected | Minneapolis | Protected Data | Protected Data | Protected Data | Residential | Solar* Rewards | 2020 | 2020 | n/a
Xcel Energy | 85 | 13781 | IOU | 3777130 | 3.19 | Solar |  |  | Interconnected | Shoreview | Protected Data | Protected Data | Protected Data | Residential | Solar* Rewards | 2020 | 2020 | n/a
Xcel Energy | 85 | 13781 | IOU | 3779136 | 6.67 | Solar |  |  | Interconnected | Saint Paul | Protected Data | Protected Data | Protected Data | Residential | Solar* Rewards | 2020 | 2020 | n/a
Xcel Energy | 85 | 13781 | IOU | 3779255 | 7.672 | Solar |  |  | Interconnected | Bloomington | Protected Data | Protected Data | Protected Data | Residential | Solar* Rewards | 2020 | 2020 | n/a
Xcel Energy | 85 | 13781 | IOU | 3781083 | 15.08 | Solar |  |  | Interconnected | Mahtomedi | Protected Data | Protected Data | Protected Data | Residential | Solar* Rewards | 2020 | 2020 | n/a
Xcel Energy | 85 | 13781 | IOU | 3781618 | 8.25 | Solar |  |  | Interconnected | Edina | Protected Data | Protected Data | Protected Data | Residential | Solar* Rewards | 2020 | 2020 | n/a
Xcel Energy | 85 | 13781 | IOU | 3782404 | 4.188 | Solar |  |  | Interconnected | Saint Paul | Protected Data | Protected Data | Protected Data | Residential | Solar* Rewards | 2020 | 2020 | n/a
Xcel Energy | 85 | 13781 | IOU | 3785429 | 4.95 | Solar |  |  | Interconnected | Saint Paul | Protected Data | Protected Data | Protected Data | Residential | Solar* Rewards | 2020 | 2020 | n/a
Xcel Energy | 85 | 13781 | IOU | 3785467 | 9.994 | Solar |  |  | Interconnected | Woodbury | Protected Data | Protected Data | Protected Data | Residential | Solar* Rewards | 2020 | 2020 | n/a
Xcel Energy | 85 | 13781 | IOU | 3787174 | 6.96 | Solar |  |  | Interconnected | Maple Plain | Protected Data | Protected Data | Protected Data | Residential | Solar* Rewards | 2020 | 2020 | n/a
Xcel Energy | 85 | 13781 | IOU | 3787860 | 7.25 | Solar |  |  | Interconnected | Woodbury | Protected Data | Protected Data | Protected Data | Residential | Solar* Rewards | 2020 | 2020 | n/a
Xcel Energy | 85 | 13781 | IOU | 3788573 | 8.16 | Solar |  |  | Interconnected | Bloomington | Protected Data | Protected Data | Protected Data | Residential | Solar* Rewards | 2020 | 2020 | n/a
Xcel Energy | 85 | 13781 | IOU | 3788712 | 6.09 | Solar |  |  | Interconnected | Maplewood | Protected Data | Protected Data | Protected Data | Residential | Solar* Rewards | 2020 | 2020 | n/a
Xcel Energy | 85 | 13781 | IOU | 3792690 | 8.16 | Solar |  |  | Interconnected | Bloomington | Protected Data | Protected Data | Protected Data | Residential | Solar* Rewards | 2020 | 2020 | n/a
Xcel Energy | 85 | 13781 | IOU | 3793437 | 6 | Solar |  |  | Interconnected | Minneapolis | Protected Data | Protected Data | Protected Data | Residential | Solar* Rewards | 2020 | 2020 | n/a
Xcel Energy | 85 | 13781 | IOU | 3796392 | 9.994 | Solar |  |  | Interconnected | White Bear Lake | Protected Data | Protected Data | Protected Data | Residential | Solar* Rewards | 2020 | 2020 | n/a
Xcel Energy | 85 | 13781 | IOU | 3796507 | 2.962 | Solar |  |  | Interconnected | West Saint Paul | Protected Data | Protected Data | Protected Data | Commercial | Solar* Rewards | 2020 | 2020 | n/a
Xcel Energy | 85 | 13781 | IOU | 3796806 | 5 | Solar |  |  | Interconnected | Little Canada | Protected Data | Protected Data | Protected Data | Residential | Solar* Rewards | 2020 | 2020 | n/a
Xcel Energy | 85 | 13781 | IOU | 3800161 | 15.232 | Solar |  |  | Interconnected | Eden Prairie | Protected Data | Protected Data | Protected Data | Residential | Solar* Rewards | 2020 | 2020 | n/a
Xcel Energy | 85 | 13781 | IOU | 3800166 | 5 | Solar |  |  | Interconnected | Cottage Grove | Protected Data | Protected Data | Protected Data | Residential | Solar* Rewards | 2020 | 2020 | n/a
Xcel Energy | 85 | 13781 | IOU | 3800255 | 3.747 | Solar |  |  | Interconnected | Minneapolis | Protected Data | Protected Data | Protected Data | Residential | Solar* Rewards | 2020 | 2020 | n/a
Xcel Energy | 85 | 13781 | IOU | 3800393 | 6.09 | Solar |  |  | Interconnected | Saint Louis Park | Protected Data | Protected Data | Protected Data | Residential | Solar* Rewards | 2020 | 2020 | n/a
Xcel Energy | 85 | 13781 | IOU | 3803017 | 7.54 | Solar |  |  | Interconnected | Rosemount | Protected Data | Protected Data | Protected Data | Residential | Solar* Rewards | 2020 | 2020 | n/a
Xcel Energy | 85 | 13781 | IOU | 3804226 | 6.282 | Solar |  |  | Interconnected | Minneapolis | Protected Data | Protected Data | Protected Data | Residential | Solar* Rewards | 2020 | 2020 | n/a
Xcel Energy | 85 | 13781 | IOU | 3808629 | 8.12 | Solar |  |  | Interconnected | Bloomington | Protected Data | Protected Data | Protected Data | Residential | Solar* Rewards | 2020 | 2020 | n/a
Xcel Energy | 85 | 13781 | IOU | 3809157 | 9.994 | Solar |  |  | Interconnected | Mankato | Protected Data | Protected Data | Protected Data | Residential | Solar* Rewards | 2020 | 2020 | n/a
Xcel Energy | 85 | 13781 | IOU | 3809680 | 9.86 | Solar |  |  | Interconnected | Roseville | Protected Data | Protected Data | Protected Data | Residential | Solar* Rewards | 2020 | 2020 | n/a
Xcel Energy | 85 | 13781 | IOU | 3810046 | 4.64 | Solar |  |  | Interconnected | Arden Hills | Protected Data | Protected Data | Protected Data | Residential | Solar* Rewards | 2020 | 2020 | n/a
Xcel Energy | 85 | 13781 | IOU | 3810786 | 6.67 | Solar |  |  | Interconnected | Richfield | Protected Data | Protected Data | Protected Data | Residential | Solar* Rewards | 2020 | 2020 | n/a
Xcel Energy | 85 | 13781 | IOU | 3810792 | 9.86 | Solar |  |  | Interconnected | Bloomington | Protected Data | Protected Data | Protected Data | Residential | Solar* Rewards | 2020 | 2020 | n/a
Xcel Energy | 85 | 13781 | IOU | 3812101 | 5 | Solar |  |  | Interconnected | West Saint Paul | Protected Data | Protected Data | Protected Data | Residential | Solar* Rewards | 2020 | 2020 | n/a
Xcel Energy | 85 | 13781 | IOU | 3812761 | 7.616 | Solar |  |  | Interconnected | Minneapolis | Protected Data | Protected Data | Protected Data | Residential | Solar* Rewards | 2020 | 2020 | n/a
Xcel Energy | 85 | 13781 | IOU | 3812782 | 7.616 | Solar |  |  | Interconnected | Forest Lake | Protected Data | Protected Data | Protected Data | Residential | Solar* Rewards | 2020 | 2020 | n/a
Xcel Energy | 85 | 13781 | IOU | 3812796 | 3.747 | Solar |  |  | Interconnected | Montrose | Protected Data | Protected Data | Protected Data | Residential | Solar* Rewards | 2020 | 2020 | n/a
Xcel Energy | 85 | 13781 | IOU | 3813866 | 6.282 | Solar |  |  | Interconnected | New Auburn | Protected Data | Protected Data | Protected Data | Residential | Solar* Rewards | 2020 | 2020 | n/a
Xcel Energy | 85 | 13781 | IOU | 3813929 | 9.57 | Solar |  |  | Interconnected | Hastings | Protected Data | Protected Data | Protected Data | Residential | Solar* Rewards | 2020 | 2020 | n/a
Xcel Energy | 85 | 13781 | IOU | 3815108 | 7.616 | Solar |  |  | Interconnected | Plymouth | Protected Data | Protected Data | Protected Data | Residential | Solar* Rewards | 2020 | 2020 | n/a
Xcel Energy | 85 | 13781 | IOU | 3815288 | 15.007 | Solar |  |  | Interconnected | Orono | Protected Data | Protected Data | Protected Data | Residential | Solar* Rewards | 2020 | 2020 | n/a
Xcel Energy | 85 | 13781 | IOU | 3820549 | 7.616 | Solar |  |  | Interconnected | Medina | Protected Data | Protected Data | Protected Data | Residential | Solar* Rewards | 2020 | 2020 | n/a
Xcel Energy | 85 | 13781 | IOU | 3824104 | 9.994 | Solar |  |  | Interconnected | Minneapolis | Protected Data | Protected Data | Protected Data | Residential | Solar* Rewards | 2020 | 2020 | n/a
Xcel Energy | 85 | 13781 | IOU | 3824250 | 19.006 | Solar |  |  | Interconnected | Stillwater | Protected Data | Protected Data | Protected Data | Residential | Solar* Rewards | 2020 | 2020 | n/a
Xcel Energy | 85 | 13781 | IOU | 3827617 | 8.4 | Solar |  |  | Interconnected | Forest Lake | Protected Data | Protected Data | Protected Data | Residential | Solar* Rewards | 2020 | 2020 | n/a
Xcel Energy | 85 | 13781 | IOU | 3828237 | 6 | Solar |  |  | Interconnected | Bloomington | Protected Data | Protected Data | Protected Data | Residential | Solar* Rewards | 2020 | 2020 | n/a
Xcel Energy | 85 | 13781 | IOU | 3828679 | 4.188 | Solar |  |  | Interconnected | New Brighton | Protected Data | Protected Data | Protected Data | Residential | Solar* Rewards | 2020 | 2020 | n/a
Xcel Energy | 85 | 13781 | IOU | 3829156 | 5.22 | Solar |  |  | Interconnected | Minneapolis | Protected Data | Protected Data | Protected Data | Residential | Solar* Rewards | 2020 | 2020 | n/a
Xcel Energy | 85 | 13781 | IOU | 3832835 | 4.64 | Solar |  |  | Interconnected | Mound | Protected Data | Protected Data | Protected Data | Residential | Solar* Rewards | 2020 | 2020 | n/a
Xcel Energy | 85 | 13781 | IOU | 3833197 | 4.188 | Solar |  |  | Interconnected | Saint Paul | Protected Data | Protected Data | Protected Data | Residential | Solar* Rewards | 2020 | 2020 | n/a
Xcel Energy | 85 | 13781 | IOU | 3833427 | 7.92 | Solar |  |  | Interconnected | Stillwater | Protected Data | Protected Data | Protected Data | Residential | Solar* Rewards | 2020 | 2020 | n/a
Xcel Energy | 85 | 13781 | IOU | 3836129 | 3.747 | Solar |  |  | Interconnected | Inver Grove Heights | Protected Data | Protected Data | Protected Data | Residential | Solar* Rewards | 2020 | 2020 | n/a
Xcel Energy | 85 | 13781 | IOU | 3836287 | 3.36 | Solar |  |  | Interconnected | Minneapolis | Protected Data | Protected Data | Protected Data | Residential | Solar* Rewards | 2020 | 2020 | n/a
Xcel Energy | 85 | 13781 | IOU | 3836336 | 11.39 | Solar |  |  | Interconnected | Rosemount | Protected Data | Protected Data | Protected Data | Residential | Solar* Rewards | 2020 | 2020 | n/a
Xcel Energy | 85 | 13781 | IOU | 3836477 | 11.39 | Solar |  |  | Interconnected | Eden Prairie | Protected Data | Protected Data | Protected Data | Residential | Solar* Rewards | 2020 | 2020 | n/a
Xcel Energy | 85 | 13781 | IOU | 3836828 | 5 | Solar |  |  | Interconnected | Minneapolis | Protected Data | Protected Data | Protected Data | Residential | Solar* Rewards | 2020 | 2020 | n/a
Xcel Energy | 85 | 13781 | IOU | 3836847 | 14.4 | Solar |  |  | Interconnected | Stillwater | Protected Data | Protected Data | Protected Data | Residential | Solar* Rewards | 2020 | 2020 | n/a
Xcel Energy | 85 | 13781 | IOU | 3840523 | 9.994 | Solar |  |  | Interconnected | Clearwater | Protected Data | Protected Data | Protected Data | Residential | Solar* Rewards | 2020 | 2020 | n/a
Xcel Energy | 85 | 13781 | IOU | 3840952 | 4.8 | Solar |  |  | Interconnected | Saint Paul | Protected Data | Protected Data | Protected Data | Residential | Solar* Rewards | 2020 | 2020 | n/a
Xcel Energy | 85 | 13781 | IOU | 3843091 | 8.99 | Solar |  |  | Interconnected | Maple Grove | Protected Data | Protected Data | Protected Data | Residential | Solar* Rewards | 2020 | 2020 | n/a
Xcel Energy | 85 | 13781 | IOU | 3843470 | 6.96 | Solar |  |  | Interconnected | Bloomington | Protected Data | Protected Data | Protected Data | Residential | Solar* Rewards | 2020 | 2020 | n/a
Xcel Energy | 85 | 13781 | IOU | 3844805 | 9.994 | Solar |  |  | Interconnected | Minneapolis | Protected Data | Protected Data | Protected Data | Residential | Solar* Rewards | 2020 | 2020 | n/a
Xcel Energy | 85 | 13781 | IOU | 3844866 | 5 | Solar |  |  | Interconnected | Brooklyn Park | Protected Data | Protected Data | Protected Data | Residential | Solar* Rewards | 2020 | 2020 | n/a
Xcel Energy | 85 | 13781 | IOU | 3845051 | 9.994 | Solar |  |  | Interconnected | Saint Paul | Protected Data | Protected Data | Protected Data | Residential | Solar* Rewards | 2020 | 2020 | n/a
Xcel Energy | 85 | 13781 | IOU | 3845237 | 3.84 | Solar |  |  | Interconnected | Minneapolis | Protected Data | Protected Data | Protected Data | Residential | Solar* Rewards | 2020 | 2020 | n/a
Xcel Energy | 85 | 13781 | IOU | 3853819 | 7.678 | Solar |  |  | Interconnected | Minneapolis | Protected Data | Protected Data | Protected Data | Residential | Solar* Rewards | 2020 | 2020 | n/a
Xcel Energy | 85 | 13781 | IOU | 3856614 | 3.839 | Solar |  |  | Interconnected | Minneapolis | Protected Data | Protected Data | Protected Data | Residential | Solar* Rewards | 2020 | 2020 | n/a
Xcel Energy | 85 | 13781 | IOU | 3860883 | 5 | Solar |  |  | Interconnected | Arden Hills | Protected Data | Protected Data | Protected Data | Residential | Solar* Rewards | 2020 | 2020 | n/a
Xcel Energy | 85 | 13781 | IOU | 3860962 | 5 | Solar |  |  | Interconnected | Saint Paul | Protected Data | Protected Data | Protected Data | Residential | Solar* Rewards | 2020 | 2020 | n/a
Xcel Energy | 85 | 13781 | IOU | 3860993 | 3.747 | Solar |  |  | Interconnected | Minneapolis | Protected Data | Protected Data | Protected Data | Residential | Solar* Rewards | 2020 | 2020 | n/a
Xcel Energy | 85 | 13781 | IOU | 3862425 | 9.994 | Solar |  |  | Interconnected | Bloomington | Protected Data | Protected Data | Protected Data | Residential | Solar* Rewards | 2020 | 2020 | n/a
Xcel Energy | 85 | 13781 | IOU | 3862685 | 22.78 | Solar |  |  | Interconnected | Lake Elmo | Protected Data | Protected Data | Protected Data | Residential | Solar* Rewards | 2020 | 2020 | n/a
Xcel Energy | 85 | 13781 | IOU | 3867967 | 4.64 | Solar |  |  | Interconnected | Roseville | Protected Data | Protected Data | Protected Data | Residential | Solar* Rewards | 2020 | 2020 | n/a
Xcel Energy | 85 | 13781 | IOU | 3872378 | 9.28 | Solar |  |  | Interconnected | Woodbury | Protected Data | Protected Data | Protected Data | Residential | Solar* Rewards | 2020 | 2020 | n/a
Xcel Energy | 85 | 13781 | IOU | 3872394 | 8.99 | Solar |  |  | Interconnected | Inver Grove Heights | Protected Data | Protected Data | Protected Data | Residential | Solar* Rewards | 2020 | 2020 | n/a
Xcel Energy | 85 | 13781 | IOU | 3872646 | 7.616 | Solar |  |  | Interconnected | Lake Elmo | Protected Data | Protected Data | Protected Data | Residential | Solar* Rewards | 2020 | 2020 | n/a
Xcel Energy | 85 | 13781 | IOU | 3875848 | 6.282 | Solar |  |  | Interconnected | Saint Louis Park | Protected Data | Protected Data | Protected Data | Residential | Solar* Rewards | 2020 | 2020 | n/a
Xcel Energy | 85 | 13781 | IOU | 3876398 | 5.22 | Solar |  |  | Interconnected | Minneapolis | Protected Data | Protected Data | Protected Data | Residential | Solar* Rewards | 2020 | 2020 | n/a
Xcel Energy | 85 | 13781 | IOU | 3876415 | 6.72 | Solar |  |  | Interconnected | Balaton | Protected Data | Protected Data | Protected Data | Residential | Solar* Rewards | 2020 | 2020 | n/a
Xcel Energy | 85 | 13781 | IOU | 3876505 | 4.32 | Solar |  |  | Interconnected | Pine Island | Protected Data | Protected Data | Protected Data | Residential | Solar* Rewards | 2020 | 2020 | n/a
Xcel Energy | 85 | 13781 | IOU | 3876745 | 4.64 | Solar |  |  | Interconnected | Maple Grove | Protected Data | Protected Data | Protected Data | Residential | Solar* Rewards | 2020 | 2020 | n/a
Xcel Energy | 85 | 13781 | IOU | 3878308 | 6.96 | Solar |  |  | Interconnected | Golden Valley | Protected Data | Protected Data | Protected Data | Residential | Solar* Rewards | 2020 | 2020 | n/a
Xcel Energy | 85 | 13781 | IOU | 3878317 | 8.99 | Solar |  |  | Interconnected | Hanover | Protected Data | Protected Data | Protected Data | Residential | Solar* Rewards | 2020 | 2020 | n/a
Xcel Energy | 85 | 13781 | IOU | 3878934 | 7.2 | Solar |  |  | Interconnected | Greenwood | Protected Data | Protected Data | Protected Data | Residential | Solar* Rewards | 2020 | 2020 | n/a
Xcel Energy | 85 | 13781 | IOU | 3879658 | 4.886 | Solar |  |  | Interconnected | Minneapolis | Protected Data | Protected Data | Protected Data | Residential | Solar* Rewards | 2020 | 2020 | n/a
Xcel Energy | 85 | 13781 | IOU | 3879699 | 7.25 | Solar |  |  | Interconnected | Saint Paul | Protected Data | Protected Data | Protected Data | Residential | Solar* Rewards | 2020 | 2020 | n/a
Xcel Energy | 85 | 13781 | IOU | 3880070 | 9.994 | Solar |  |  | Interconnected | Plymouth | Protected Data | Protected Data | Protected Data | Residential | Solar* Rewards | 2020 | 2020 | n/a
Xcel Energy | 85 | 13781 | IOU | 3881075 | 3.747 | Solar |  |  | Interconnected | Minneapolis | Protected Data | Protected Data | Protected Data | Residential | Solar* Rewards | 2020 | 2020 | n/a
Xcel Energy | 85 | 13781 | IOU | 3881240 | 19.988 | Solar |  |  | Interconnected | Minneapolis | Protected Data | Protected Data | Protected Data | Commercial | Solar* Rewards | 2020 | 2020 | n/a
Xcel Energy | 85 | 13781 | IOU | 3881294 | 6.96 | Solar |  |  | Interconnected | Falcon Heights | Protected Data | Protected Data | Protected Data | Residential | Solar* Rewards | 2020 | 2020 | n/a
Xcel Energy | 85 | 13781 | IOU | 3881581 | 6 | Solar |  |  | Interconnected | Roseville | Protected Data | Protected Data | Protected Data | Residential | Solar* Rewards | 2020 | 2020 | n/a
Xcel Energy | 85 | 13781 | IOU | 3885989 | 7.616 | Solar |  |  | Interconnected | Fridley | Protected Data | Protected Data | Protected Data | Residential | Solar* Rewards | 2020 | 2020 | n/a
Xcel Energy | 85 | 13781 | IOU | 3886717 | 7.616 | Solar |  |  | Interconnected | Minneapolis | Protected Data | Protected Data | Protected Data | Residential | Solar* Rewards | 2020 | 2020 | n/a
Xcel Energy | 85 | 13781 | IOU | 3891170 | 9.994 | Solar |  |  | Interconnected | Minneapolis | Protected Data | Protected Data | Protected Data | Commercial | Solar* Rewards | 2020 | 2020 | n/a
Xcel Energy | 85 | 13781 | IOU | 3891884 | 13.05 | Solar |  |  | Interconnected | Edina | Protected Data | Protected Data | Protected Data | Residential | Solar* Rewards | 2020 | 2020 | n/a
Xcel Energy | 85 | 13781 | IOU | 3891988 | 10.47 | Solar |  |  | Interconnected | Mankato | Protected Data | Protected Data | Protected Data | Residential | Solar* Rewards | 2020 | 2020 | n/a
Xcel Energy | 85 | 13781 | IOU | 3892028 | 9.994 | Solar |  |  | Interconnected | Stillwater | Protected Data | Protected Data | Protected Data | Residential | Solar* Rewards | 2020 | 2020 | n/a
Xcel Energy | 85 | 13781 | IOU | 3894018 | 7.54 | Solar |  |  | Interconnected | Robbinsdale | Protected Data | Protected Data | Protected Data | Residential | Solar* Rewards | 2020 | 2020 | n/a
Xcel Energy | 85 | 13781 | IOU | 3894255 | 6.96 | Solar |  |  | Interconnected | Minneapolis | Protected Data | Protected Data | Protected Data | Residential | Solar* Rewards | 2020 | 2020 | n/a
Xcel Energy | 85 | 13781 | IOU | 3894730 | 15.37 | Solar |  |  | Interconnected | New Brighton | Protected Data | Protected Data | Protected Data | Residential | Solar* Rewards | 2020 | 2020 | n/a
Xcel Energy | 85 | 13781 | IOU | 3895457 | 6 | Solar |  |  | Interconnected | Wyoming | Protected Data | Protected Data | Protected Data | Residential | Solar* Rewards | 2020 | 2020 | n/a
Xcel Energy | 85 | 13781 | IOU | 3895472 | 8.12 | Solar |  |  | Interconnected | Golden Valley | Protected Data | Protected Data | Protected Data | Residential | Solar* Rewards | 2020 | 2020 | n/a
Xcel Energy | 85 | 13781 | IOU | 3897439 | 5 | Solar |  |  | Interconnected | Minneapolis | Protected Data | Protected Data | Protected Data | Residential | Solar* Rewards | 2020 | 2020 | n/a
Xcel Energy | 85 | 13781 | IOU | 3898292 | 7.54 | Solar |  |  | Interconnected | Hopkins | Protected Data | Protected Data | Protected Data | Residential | Solar* Rewards | 2020 | 2020 | n/a
Xcel Energy | 85 | 13781 | IOU | 3900632 | 9.994 | Solar |  |  | Interconnected | Edina | Protected Data | Protected Data | Protected Data | Residential | Solar* Rewards | 2020 | 2020 | n/a
Xcel Energy | 85 | 13781 | IOU | 3900635 | 6 | Solar |  |  | Interconnected | Shoreview | Protected Data | Protected Data | Protected Data | Residential | Solar* Rewards | 2020 | 2020 | n/a
Xcel Energy | 85 | 13781 | IOU | 3900716 | 5 | Solar |  |  | Interconnected | Shoreview | Protected Data | Protected Data | Protected Data | Residential | Solar* Rewards | 2020 | 2020 | n/a
Xcel Energy | 85 | 13781 | IOU | 3900823 | 2.16 | Solar |  |  | Interconnected | Saint Paul | Protected Data | Protected Data | Protected Data | Residential | Solar* Rewards | 2020 | 2020 | n/a
Xcel Energy | 85 | 13781 | IOU | 3901366 | 6 | Solar |  |  | Interconnected | Saint Paul | Protected Data | Protected Data | Protected Data | Residential | Solar* Rewards | 2020 | 2020 | n/a
Xcel Energy | 85 | 13781 | IOU | 3901709 | 5.584 | Solar |  |  | Interconnected | Roseville | Protected Data | Protected Data | Protected Data | Residential | Solar* Rewards | 2020 | 2020 | n/a
Xcel Energy | 85 | 13781 | IOU | 3902321 | 5.28 | Solar |  |  | Interconnected | Minneapolis | Protected Data | Protected Data | Protected Data | Residential | Solar* Rewards | 2020 | 2020 | n/a
Xcel Energy | 85 | 13781 | IOU | 3902923 | 5 | Solar |  |  | Interconnected | Minneapolis | Protected Data | Protected Data | Protected Data | Residential | Solar* Rewards | 2020 | 2020 | n/a
Xcel Energy | 85 | 13781 | IOU | 3903063 | 11.89 | Solar |  |  | Interconnected | Lino Lakes | Protected Data | Protected Data | Protected Data | Residential | Solar* Rewards | 2020 | 2020 | n/a
Xcel Energy | 85 | 13781 | IOU | 3903690 | 7.616 | Solar |  |  | Interconnected | Minneapolis | Protected Data | Protected Data | Protected Data | Residential | Solar* Rewards | 2020 | 2020 | n/a
Xcel Energy | 85 | 13781 | IOU | 3904233 | 5.52 | Solar |  |  | Interconnected | New Hope | Protected Data | Protected Data | Protected Data | Residential | Solar* Rewards | 2020 | 2020 | n/a
Xcel Energy | 85 | 13781 | IOU | 3905052 | 6.67 | Solar |  |  | Interconnected | Saint Paul | Protected Data | Protected Data | Protected Data | Residential | Solar* Rewards | 2020 | 2020 | n/a
Xcel Energy | 85 | 13781 | IOU | 3905405 | 3.77 | Solar |  |  | Interconnected | Saint Paul | Protected Data | Protected Data | Protected Data | Residential | Solar* Rewards | 2020 | 2020 | n/a
Xcel Energy | 85 | 13781 | IOU | 3905689 | 5.8 | Solar |  |  | Interconnected | Minneapolis | Protected Data | Protected Data | Protected Data | Residential | Solar* Rewards | 2020 | 2020 | n/a
Xcel Energy | 85 | 13781 | IOU | 3907782 | 13.34 | Solar |  |  | Interconnected |  | Protected Data | Protected Data | Protected Data | Residential | Solar* Rewards | 2020 | 2020 | n/a
Xcel Energy | 85 | 13781 | IOU | 3908473 | 5.584 | Solar |  |  | Interconnected |  | Protected Data | Protected Data | Protected Data | Residential | Solar* Rewards | 2020 | 2020 | n/a
Xcel Energy | 85 | 13781 | IOU | 3909645 | 4.886 | Solar |  |  | Interconnected |  | Protected Data | Protected Data | Protected Data | Residential | Solar* Rewards | 2020 | 2020 | n/a
Xcel Energy | 85 | 13781 | IOU | 3909689 | 7.616 | Solar |  |  | Interconnected |  | Protected Data | Protected Data | Protected Data | Residential | Solar* Rewards | 2020 | 2020 | n/a
Xcel Energy | 85 | 13781 | IOU | 3910338 | 4.93 | Solar |  |  | Interconnected |  | Protected Data | Protected Data | Protected Data | Residential | Solar* Rewards | 2020 | 2020 | n/a
Xcel Energy | 85 | 13781 | IOU | 3913564 | 7.54 | Solar |  |  | Interconnected |  | Protected Data | Protected Data | Protected Data | Residential | Solar* Rewards | 2020 | 2020 | n/a
Xcel Energy | 85 | 13781 | IOU | 3913689 | 6.96 | Solar |  |  | Interconnected |  | Protected Data | Protected Data | Protected Data | Residential | Solar* Rewards | 2020 | 2020 | n/a
Xcel Energy | 85 | 13781 | IOU | 3913835 | 6 | Solar |  |  | Interconnected |  | Protected Data | Protected Data | Protected Data | Residential | Solar* Rewards | 2020 | 2020 | n/a
Xcel Energy | 85 | 13781 | IOU | 3913963 | 4.06 | Solar |  |  | Interconnected |  | Protected Data | Protected Data | Protected Data | Residential | Solar* Rewards | 2020 | 2020 | n/a
Xcel Energy | 85 | 13781 | IOU | 3921914 | 6.98 | Solar |  |  | Interconnected |  | Protected Data | Protected Data | Protected Data | Residential | Solar* Rewards | 2020 | 2020 | n/a
Xcel Energy | 85 | 13781 | IOU | 3923314 | 4.188 | Solar |  |  | Interconnected |  | Protected Data | Protected Data | Protected Data | Residential | Solar* Rewards | 2020 | 2020 | n/a
Xcel Energy | 85 | 13781 | IOU | 3923383 | 7.616 | Solar |  |  | Interconnected |  | Protected Data | Protected Data | Protected Data | Residential | Solar* Rewards | 2020 | 2020 | n/a
Xcel Energy | 85 | 13781 | IOU | 3928597 | 9.423 | Solar |  |  | Interconnected |  | Protected Data | Protected Data | Protected Data | Residential | Solar* Rewards | 2020 | 2020 | n/a
Xcel Energy | 85 | 13781 | IOU | 3928643 | 4.188 | Solar |  |  | Interconnected |  | Protected Data | Protected Data | Protected Data | Residential | Solar* Rewards | 2020 | 2020 | n/a
Xcel Energy | 85 | 13781 | IOU | 3929440 | 4.188 | Solar |  |  | Interconnected |  | Protected Data | Protected Data | Protected Data | Residential | Solar* Rewards | 2020 | 2020 | n/a
Xcel Energy | 85 | 13781 | IOU | 3929473 | 6.09 | Solar |  |  | Interconnected |  | Protected Data | Protected Data | Protected Data | Residential | Solar* Rewards | 2020 | 2020 | n/a
Xcel Energy | 85 | 13781 | IOU | 3930103 | 5 | Solar |  |  | Interconnected |  | Protected Data | Protected Data | Protected Data | Residential | Solar* Rewards | 2020 | 2020 | n/a
Xcel Energy | 85 | 13781 | IOU | 3932026 | 4.93 | Solar |  |  | Interconnected |  | Protected Data | Protected Data | Protected Data | Residential | Solar* Rewards | 2020 | 2020 | n/a
Xcel Energy | 85 | 13781 | IOU | 3932142 | 6.67 | Solar |  |  | Interconnected |  | Protected Data | Protected Data | Protected Data | Residential | Solar* Rewards | 2020 | 2020 | n/a
Xcel Energy | 85 | 13781 | IOU | 3933006 | 6.72 | Solar |  |  | Interconnected |  | Protected Data | Protected Data | Protected Data | Residential | Solar* Rewards | 2020 | 2020 | n/a
Xcel Energy | 85 | 13781 | IOU | 3933393 | 11.39 | Solar |  |  | Interconnected |  | Protected Data | Protected Data | Protected Data | Residential | Solar* Rewards | 2020 | 2020 | n/a
Xcel Energy | 85 | 13781 | IOU | 3937536 | 6.98 | Solar |  |  | Interconnected |  | Protected Data | Protected Data | Protected Data | Residential | Solar* Rewards | 2020 | 2020 | n/a
Xcel Energy | 85 | 13781 | IOU | 3937680 | 3.6 | Solar |  |  | Interconnected |  | Protected Data | Protected Data | Protected Data | Residential | Solar* Rewards | 2020 | 2020 | n/a
Xcel Energy | 85 | 13781 | IOU | 3942363 | 8.41 | Solar |  |  | Interconnected |  | Protected Data | Protected Data | Protected Data | Residential | Solar* Rewards | 2020 | 2020 | n/a
Xcel Energy | 85 | 13781 | IOU | 3942612 | 7.616 | Solar |  |  | Interconnected |  | Protected Data | Protected Data | Protected Data | Residential | Solar* Rewards | 2020 | 2020 | n/a
Xcel Energy | 85 | 13781 | IOU | 3942736 | 8.41 | Solar |  |  | Interconnected |  | Protected Data | Protected Data | Protected Data | Residential | Solar* Rewards | 2020 | 2020 | n/a
Xcel Energy | 85 | 13781 | IOU | 3942748 | 9.772 | Solar |  |  | Interconnected |  | Protected Data | Protected Data | Protected Data | Residential | Solar* Rewards | 2020 | 2020 | n/a
Xcel Energy | 85 | 13781 | IOU | 3943002 | 5.584 | Solar |  |  | Interconnected |  | Protected Data | Protected Data | Protected Data | Residential | Solar* Rewards | 2020 | 2020 | n/a
Xcel Energy | 85 | 13781 | IOU | 3943013 | 6.09 | Solar |  |  | Interconnected |  | Protected Data | Protected Data | Protected Data | Residential | Solar* Rewards | 2020 | 2020 | n/a
Xcel Energy | 85 | 13781 | IOU | 3943018 | 4.06 | Solar |  |  | Interconnected |  | Protected Data | Protected Data | Protected Data | Residential | Solar* Rewards | 2020 | 2020 | n/a
Xcel Energy | 85 | 13781 | IOU | 3946269 | 4.886 | Solar |  |  | Interconnected |  | Protected Data | Protected Data | Protected Data | Residential | Solar* Rewards | 2020 | 2020 | n/a
Xcel Energy | 85 | 13781 | IOU | 3946452 | 4.64 | Solar |  |  | Interconnected |  | Protected Data | Protected Data | Protected Data | Residential | Solar* Rewards | 2020 | 2020 | n/a
Xcel Energy | 85 | 13781 | IOU | 3946470 | 4.886 | Solar |  |  | Interconnected |  | Protected Data | Protected Data | Protected Data | Residential | Solar* Rewards | 2020 | 2020 | n/a
Xcel Energy | 85 | 13781 | IOU | 3946556 | 6 | Solar |  |  | Interconnected |  | Protected Data | Protected Data | Protected Data | Residential | Solar* Rewards | 2020 | 2020 | n/a
Xcel Energy | 85 | 13781 | IOU | 3946771 | 6.72 | Solar |  |  | Interconnected |  | Protected Data | Protected Data | Protected Data | Residential | Solar* Rewards | 2020 | 2020 | n/a
Xcel Energy | 85 | 13781 | IOU | 3946983 | 4.188 | Solar |  |  | Interconnected |  | Protected Data | Protected Data | Protected Data | Residential | Solar* Rewards | 2020 | 2020 | n/a
Xcel Energy | 85 | 13781 | IOU | 3947317 | 12.47 | Solar |  |  | Interconnected |  | Protected Data | Protected Data | Protected Data | Residential | Solar* Rewards | 2020 | 2020 | n/a
Xcel Energy | 85 | 13781 | IOU | 3947681 | 7.2 | Solar |  |  | Interconnected |  | Protected Data | Protected Data | Protected Data | Residential | Solar* Rewards | 2020 | 2020 | n/a
Xcel Energy | 85 | 13781 | IOU | 3947753 | 3.6 | Solar |  |  | Interconnected |  | Protected Data | Protected Data | Protected Data | Residential | Solar* Rewards | 2020 | 2020 | n/a
Xcel Energy | 85 | 13781 | IOU | 3947974 | 15.232 | Solar |  |  | Interconnected |  | Protected Data | Protected Data | Protected Data | Residential | Solar* Rewards | 2020 | 2020 | n/a
Xcel Energy | 85 | 13781 | IOU | 3948047 | 6.09 | Solar |  |  | Interconnected |  | Protected Data | Protected Data | Protected Data | Residential | Solar* Rewards | 2020 | 2020 | n/a
Xcel Energy | 85 | 13781 | IOU | 3948052 | 5.76 | Solar |  |  | Interconnected |  | Protected Data | Protected Data | Protected Data | Residential | Solar* Rewards | 2020 | 2020 | n/a
Xcel Energy | 85 | 13781 | IOU | 3950330 | 3.77 | Solar |  |  | Interconnected |  | Protected Data | Protected Data | Protected Data | Residential | Solar* Rewards | 2020 | 2020 | n/a
Xcel Energy | 85 | 13781 | IOU | 3951052 | 6.96 | Solar |  |  | Interconnected |  | Protected Data | Protected Data | Protected Data | Residential | Solar* Rewards | 2020 | 2020 | n/a
Xcel Energy | 85 | 13781 | IOU | 3951389 | 9.86 | Solar |  |  | Interconnected |  | Protected Data | Protected Data | Protected Data | Residential | Solar* Rewards | 2020 | 2020 | n/a
Xcel Energy | 85 | 13781 | IOU | 3953020 | 9.28 | Solar |  |  | Interconnected |  | Protected Data | Protected Data | Protected Data | Residential | Solar* Rewards | 2020 | 2020 | n/a
Xcel Energy | 85 | 13781 | IOU | 3954265 | 6.38 | Solar |  |  | Interconnected |  | Protected Data | Protected Data | Protected Data | Residential | Solar* Rewards | 2020 | 2020 | n/a
Xcel Energy | 85 | 13781 | IOU | 3954277 | 3.49 | Solar |  |  | Interconnected |  | Protected Data | Protected Data | Protected Data | Residential | Solar* Rewards | 2020 | 2020 | n/a
Xcel Energy | 85 | 13781 | IOU | 3954707 | 6 | Solar |  |  | Interconnected |  | Protected Data | Protected Data | Protected Data | Residential | Solar* Rewards | 2020 | 2020 | n/a
Xcel Energy | 85 | 13781 | IOU | 3954811 | 5.76 | Solar |  |  | Interconnected |  | Protected Data | Protected Data | Protected Data | Residential | Solar* Rewards | 2020 | 2020 | n/a
Xcel Energy | 85 | 13781 | IOU | 3958981 | 9.994 | Solar |  |  | Interconnected |  | Protected Data | Protected Data | Protected Data | Residential | Solar* Rewards | 2020 | 2020 | n/a
Xcel Energy | 85 | 13781 | IOU | 3959579 | 8.376 | Solar |  |  | Interconnected |  | Protected Data | Protected Data | Protected Data | Residential | Solar* Rewards | 2020 | 2020 | n/a
Xcel Energy | 85 | 13781 | IOU | 3964577 | 0.24 | Solar |  |  | Interconnected |  | Protected Data | Protected Data | Protected Data | Residential | Solar* Rewards | 2020 | 2020 | n/a
Xcel Energy | 85 | 13781 | IOU | 3964908 | 5.28 | Solar |  |  | Interconnected |  | Protected Data | Protected Data | Protected Data | Residential | Solar* Rewards | 2020 | 2020 | n/a
Xcel Energy | 85 | 13781 | IOU | 3966352 | 5 | Solar |  |  | Interconnected |  | Protected Data | Protected Data | Protected Data | Residential | Solar* Rewards | 2020 | 2020 | n/a
Xcel Energy | 85 | 13781 | IOU | 3966400 | 3.6 | Solar |  |  | Interconnected |  | Protected Data | Protected Data | Protected Data | Residential | Solar* Rewards | 2020 | 2020 | n/a
Xcel Energy | 85 | 13781 | IOU | 3966555 | 7.616 | Solar |  |  | Interconnected |  | Protected Data | Protected Data | Protected Data | Residential | Solar* Rewards | 2020 | 2020 | n/a
Xcel Energy | 85 | 13781 | IOU | 3967626 | 6.38 | Solar |  |  | Interconnected |  | Protected Data | Protected Data | Protected Data | Residential | Solar* Rewards | 2020 | 2020 | n/a
Xcel Energy | 85 | 13781 | IOU | 3969245 | 10.44 | Solar |  |  | Interconnected |  | Protected Data | Protected Data | Protected Data | Residential | Solar* Rewards | 2020 | 2020 | n/a
Xcel Energy | 85 | 13781 | IOU | 3969876 | 8.12 | Solar |  |  | Interconnected |  | Protected Data | Protected Data | Protected Data | Residential | Solar* Rewards | 2020 | 2020 | n/a
Xcel Energy | 85 | 13781 | IOU | 3970154 | 6.96 | Solar |  |  | Interconnected |  | Protected Data | Protected Data | Protected Data | Residential | Solar* Rewards | 2020 | 2020 | n/a
Xcel Energy | 85 | 13781 | IOU | 3971719 | 10.44 | Solar |  |  | Interconnected |  | Protected Data | Protected Data | Protected Data | Residential | Solar* Rewards | 2020 | 2020 | n/a
Xcel Energy | 85 | 13781 | IOU | 3972784 | 4.06 | Solar |  |  | Interconnected |  | Protected Data | Protected Data | Protected Data | Residential | Solar* Rewards | 2020 | 2020 | n/a
Xcel Energy | 85 | 13781 | IOU | 3973960 | 5 | Solar |  |  | Interconnected |  | Protected Data | Protected Data | Protected Data | Residential | Solar* Rewards | 2020 | 2020 | n/a
Xcel Energy | 85 | 13781 | IOU | 3974063 | 11.866 | Solar |  |  | Interconnected |  | Protected Data | Protected Data | Protected Data | Residential | Solar* Rewards | 2020 | 2020 | n/a
Xcel Energy | 85 | 13781 | IOU | 3976259 | 6.09 | Solar |  |  | Interconnected |  | Protected Data | Protected Data | Protected Data | Residential | Solar* Rewards | 2020 | 2020 | n/a
Xcel Energy | 85 | 13781 | IOU | 3983838 | 9.994 | Solar |  |  | Interconnected |  | Protected Data | Protected Data | Protected Data | Residential | Solar* Rewards | 2020 | 2020 | n/a
Xcel Energy | 85 | 13781 | IOU | 3984450 | 6 | Solar |  |  | Interconnected |  | Protected Data | Protected Data | Protected Data | Residential | Solar* Rewards | 2020 | 2020 | n/a
Xcel Energy | 85 | 13781 | IOU | 3984968 | 2.962 | Solar |  |  | Interconnected |  | Protected Data | Protected Data | Protected Data | Residential | Solar* Rewards | 2020 | 2020 | n/a
Xcel Energy | 85 | 13781 | IOU | 3985023 | 9.994 | Solar |  |  | Interconnected |  | Protected Data | Protected Data | Protected Data | Residential | Solar* Rewards | 2020 | 2020 | n/a
Xcel Energy | 85 | 13781 | IOU | 3985233 | 5 | Solar |  |  | Interconnected |  | Protected Data | Protected Data | Protected Data | Residential | Solar* Rewards | 2020 | 2020 | n/a
Xcel Energy | 85 | 13781 | IOU | 3986457 | 7.616 | Solar |  |  | Interconnected |  | Protected Data | Protected Data | Protected Data | Residential | Solar* Rewards | 2020 | 2020 | n/a
Xcel Energy | 85 | 13781 | IOU | 3986561 | 3.747 | Solar |  |  | Interconnected |  | Protected Data | Protected Data | Protected Data | Residential | Solar* Rewards | 2020 | 2020 | n/a
Xcel Energy | 85 | 13781 | IOU | 3987328 | 4.8 | Solar |  |  | Interconnected |  | Protected Data | Protected Data | Protected Data | Residential | Solar* Rewards | 2020 | 2020 | n/a
Xcel Energy | 85 | 13781 | IOU | 3987393 | 7.616 | Solar |  |  | Interconnected |  | Protected Data | Protected Data | Protected Data | Residential | Solar* Rewards | 2020 | 2020 | n/a
Xcel Energy | 85 | 13781 | IOU | 3987663 | 9.57 | Solar |  |  | Interconnected |  | Protected Data | Protected Data | Protected Data | Residential | Solar* Rewards | 2020 | 2020 | n/a
Xcel Energy | 85 | 13781 | IOU | 3987925 | 6.631 | Solar |  |  | Interconnected |  | Protected Data | Protected Data | Protected Data | Residential | Solar* Rewards | 2020 | 2020 | n/a
Xcel Energy | 85 | 13781 | IOU | 3988183 | 4.8 | Solar |  |  | Interconnected |  | Protected Data | Protected Data | Protected Data | Residential | Solar* Rewards | 2020 | 2020 | n/a
Xcel Energy | 85 | 13781 | IOU | 3988860 | 3.36 | Solar |  |  | Interconnected |  | Protected Data | Protected Data | Protected Data | Residential | Solar* Rewards | 2020 | 2020 | n/a
Xcel Energy | 85 | 13781 | IOU | 3989358 | 8.41 | Solar |  |  | Interconnected |  | Protected Data | Protected Data | Protected Data | Residential | Solar* Rewards | 2020 | 2020 | n/a
Xcel Energy | 85 | 13781 | IOU | 3989979 | 4.64 | Solar |  |  | Interconnected |  | Protected Data | Protected Data | Protected Data | Residential | Solar* Rewards | 2020 | 2020 | n/a
Xcel Energy | 85 | 13781 | IOU | 3990296 | 6.96 | Solar |  |  | Interconnected |  | Protected Data | Protected Data | Protected Data | Residential | Solar* Rewards | 2020 | 2020 | n/a
Xcel Energy | 85 | 13781 | IOU | 3990345 | 5.584 | Solar |  |  | Interconnected |  | Protected Data | Protected Data | Protected Data | Residential | Solar* Rewards | 2020 | 2020 | n/a
Xcel Energy | 85 | 13781 | IOU | 3993993 | 3.48 | Solar |  |  | Interconnected |  | Protected Data | Protected Data | Protected Data | Residential | Solar* Rewards | 2020 | 2020 | n/a
Xcel Energy | 85 | 13781 | IOU | 3994712 | 9.994 | Solar |  |  | Interconnected |  | Protected Data | Protected Data | Protected Data | Residential | Solar* Rewards | 2020 | 2020 | n/a
Xcel Energy | 85 | 13781 | IOU | 3995477 | 6.96 | Solar |  |  | Interconnected |  | Protected Data | Protected Data | Protected Data | Residential | Solar* Rewards | 2020 | 2020 | n/a
Xcel Energy | 85 | 13781 | IOU | 3995579 | 2.32 | Solar |  |  | Interconnected |  | Protected Data | Protected Data | Protected Data | Residential | Solar* Rewards | 2020 | 2020 | n/a
Xcel Energy | 85 | 13781 | IOU | 3997069 | 7.2 | Solar |  |  | Interconnected |  | Protected Data | Protected Data | Protected Data | Residential | Solar* Rewards | 2020 | 2020 | n/a
Xcel Energy | 85 | 13781 | IOU | 3999155 | 4.35 | Solar |  |  | Interconnected |  | Protected Data | Protected Data | Protected Data | Residential | Solar* Rewards | 2020 | 2020 | n/a
Xcel Energy | 85 | 13781 | IOU | 4002069 | 8.7 | Solar |  |  | Interconnected |  | Protected Data | Protected Data | Protected Data | Residential | Solar* Rewards | 2020 | 2020 | n/a
Xcel Energy | 85 | 13781 | IOU | 4002191 | 3.84 | Solar |  |  | Interconnected |  | Protected Data | Protected Data | Protected Data | Residential | Solar* Rewards | 2020 | 2020 | n/a
Xcel Energy | 85 | 13781 | IOU | 4003343 | 6 | Solar |  |  | Interconnected |  | Protected Data | Protected Data | Protected Data | Residential | Solar* Rewards | 2020 | 2020 | n/a
Xcel Energy | 85 | 13781 | IOU | 4004649 | 3.48 | Solar |  |  | Interconnected |  | Protected Data | Protected Data | Protected Data | Residential | Solar* Rewards | 2020 | 2020 | n/a
Xcel Energy | 85 | 13781 | IOU | 4004913 | 6.38 | Solar |  |  | Interconnected |  | Protected Data | Protected Data | Protected Data | Residential | Solar* Rewards | 2020 | 2020 | n/a
Xcel Energy | 85 | 13781 | IOU | 4005146 | 9.994 | Solar |  |  | Interconnected |  | Protected Data | Protected Data | Protected Data | Residential | Solar* Rewards | 2020 | 2020 | n/a
Xcel Energy | 85 | 13781 | IOU | 4005859 | 7.616 | Solar |  |  | Interconnected |  | Protected Data | Protected Data | Protected Data | Residential | Solar* Rewards | 2020 | 2020 | n/a
Xcel Energy | 85 | 13781 | IOU | 4008503 | 4.06 | Solar |  |  | Interconnected |  | Protected Data | Protected Data | Protected Data | Residential | Solar* Rewards | 2020 | 2020 | n/a
Xcel Energy | 85 | 13781 | IOU | 4018748 | 9.28 | Solar |  |  | Interconnected |  | Protected Data | Protected Data | Protected Data | Residential | Solar* Rewards | 2020 | 2020 | n/a
Xcel Energy | 85 | 13781 | IOU | 4024021 | 4.35 | Solar |  |  | Interconnected |  | Protected Data | Protected Data | Protected Data | Residential | Solar* Rewards | 2020 | 2020 | n/a
Xcel Energy | 85 | 13781 | IOU | 4025886 | 6 | Solar |  |  | Interconnected |  | Protected Data | Protected Data | Protected Data | Residential | Solar* Rewards | 2020 | 2020 | n/a
Xcel Energy | 85 | 13781 | IOU | 4029367 | 5 | Solar |  |  | Interconnected |  | Protected Data | Protected Data | Protected Data | Residential | Solar* Rewards | 2020 | 2020 | n/a
Xcel Energy | 85 | 13781 | IOU | 4036278 | 9.994 | Solar |  |  | Interconnected |  | Protected Data | Protected Data | Protected Data | Residential | Solar* Rewards | 2020 | 2020 | n/a
Xcel Energy | 85 | 13781 | IOU | 4041286 | 2.61 | Solar |  |  | Interconnected |  | Protected Data | Protected Data | Protected Data | Residential | Solar* Rewards | 2020 | 2020 | n/a
Xcel Energy | 85 | 13781 | IOU | 4041620 | 3.747 | Solar |  |  | Interconnected |  | Protected Data | Protected Data | Protected Data | Residential | Solar* Rewards | 2020 | 2020 | n/a
Xcel Energy | 85 | 13781 | IOU | 4042328 | 7.25 | Solar |  |  | Interconnected |  | Protected Data | Protected Data | Protected Data | Residential | Solar* Rewards | 2020 | 2020 | n/a
Xcel Energy | 85 | 13781 | IOU | 4060359 | 4.56 | Solar |  |  | Interconnected |  | Protected Data | Protected Data | Protected Data | Residential | Solar* Rewards | 2020 | 2020 | n/a
Xcel Energy | 85 | 13781 | IOU | 4083637 | 11.39 | Solar |  |  | Interconnected |  | Protected Data | Protected Data | Protected Data | Residential | Solar* Rewards | 2020 | 2020 | n/a
Xcel Energy | 85 | 13781 | IOU | OID1941945 | 7 | Solar |  |  | Interconnected | Minnetonka | Protected Data | Protected Data | Protected Data | Residential | Made In MN | 2014 | 2014 | n/a
Xcel Energy | 85 | 13781 | IOU | OID1942381 | 31.5 | Solar |  |  | Interconnected | Zumbro Falls | Protected Data | Protected Data | Protected Data | Residential | Made In MN | 2014 | 2014 | n/a
Xcel Energy | 85 | 13781 | IOU | OID1946250 | 7 | Solar |  |  | Interconnected | Columbia Heights | Protected Data | Protected Data | Protected Data | Residential | Made In MN | 2014 | 2014 | n/a
Xcel Energy | 85 | 13781 | IOU | OID1947943 | 9 | Solar |  |  | Interconnected | Minnetonka | Protected Data | Protected Data | Protected Data | Residential | Made In MN | 2014 | 2014 | n/a
Xcel Energy | 85 | 13781 | IOU | OID1948031 | 9.5 | Solar |  |  | Interconnected | Golden Valley | Protected Data | Protected Data | Protected Data | Residential | Made In MN | 2014 | 2014 | n/a
Xcel Energy | 85 | 13781 | IOU | OID1948257 | 30 | Solar |  |  | Interconnected | Hayfield | Protected Data | Protected Data | Protected Data | Commercial | Made In MN | 2014 | 2014 | n/a
Xcel Energy | 85 | 13781 | IOU | OID1950917 | 36 | Solar |  |  | Interconnected | Plymouth | Protected Data | Protected Data | Protected Data | Commercial | Made In MN | 2014 | 2014 | n/a
Xcel Energy | 85 | 13781 | IOU | OID1951398 | 9 | Solar |  |  | Interconnected | Afton | Protected Data | Protected Data | Protected Data | Residential | Made In MN | 2014 | 2014 | n/a
Xcel Energy | 85 | 13781 | IOU | OID1951418 | 9 | Solar |  |  | Interconnected | Woodbury | Protected Data | Protected Data | Protected Data | Residential | Made In MN | 2014 | 2014 | n/a
Xcel Energy | 85 | 13781 | IOU | OID1951427 | 9 | Solar |  |  | Interconnected | Sleepy Eye | Protected Data | Protected Data | Protected Data | Residential | Made In MN | 2014 | 2014 | n/a
Xcel Energy | 85 | 13781 | IOU | OID1951432 | 2 | Solar |  |  | Interconnected | Saint Paul | Protected Data | Protected Data | Protected Data | Residential | Made In MN | 2014 | 2015 | n/a
Xcel Energy | 85 | 13781 | IOU | OID1951504 | 6 | Solar |  |  | Interconnected | Minneapolis | Protected Data | Protected Data | Protected Data | Residential | Made In MN | 2014 | 2014 | n/a
Xcel Energy | 85 | 13781 | IOU | OID1951512 | 5 | Solar |  |  | Interconnected | Winona | Protected Data | Protected Data | Protected Data | Residential | Made In MN | 2014 | 2014 | n/a
Xcel Energy | 85 | 13781 | IOU | OID1951514 | 36 | Solar |  |  | Interconnected | Woodbury | Protected Data | Protected Data | Protected Data | Commercial | Made In MN | 2014 | 2014 | n/a
Xcel Energy | 85 | 13781 | IOU | OID1951518 | 3.5 | Solar |  |  | Interconnected | La Crescent | Protected Data | Protected Data | Protected Data | Residential | Made In MN | 2014 | 2014 | n/a
Xcel Energy | 85 | 13781 | IOU | OID1951525 | 9 | Solar |  |  | Interconnected | Winona | Protected Data | Protected Data | Protected Data | Residential | Made In MN | 2014 | 2014 | n/a
Xcel Energy | 85 | 13781 | IOU | OID1951767 | 36 | Solar |  |  | Interconnected | Minneapolis | Protected Data | Protected Data | Protected Data | Commercial | Made In MN | 2014 | 2014 | n/a
Xcel Energy | 85 | 13781 | IOU | OID1951785 | 3.5 | Solar |  |  | Interconnected | Dennison | Protected Data | Protected Data | Protected Data | Residential | Made In MN | 2014 | 2015 | n/a
Xcel Energy | 85 | 13781 | IOU | OID1951907 | 3.8 | Solar |  |  | Interconnected | Eden Prairie | Protected Data | Protected Data | Protected Data | Residential | Made In MN | 2014 | 2015 | n/a
Xcel Energy | 85 | 13781 | IOU | OID1951923 | 10.5 | Solar |  |  | Interconnected | Hastings | Protected Data | Protected Data | Protected Data | Residential | Made In MN | 2014 | 2015 | n/a
Xcel Energy | 85 | 13781 | IOU | OID1951925 | 5 | Solar |  |  | Interconnected | Minneapolis | Protected Data | Protected Data | Protected Data | Residential | Made In MN | 2014 | 2014 | n/a
Xcel Energy | 85 | 13781 | IOU | OID1951938 | 10 | Solar |  |  | Interconnected | Northfield | Protected Data | Protected Data | Protected Data | Residential | Made In MN | 2014 | 2014 | n/a
Xcel Energy | 85 | 13781 | IOU | OID1951941 | 5 | Solar |  |  | Interconnected | Dundas | Protected Data | Protected Data | Protected Data | Residential | Made In MN | 2014 | 2014 | n/a
Xcel Energy | 85 | 13781 | IOU | OID1952062 | 10.5 | Solar |  |  | Interconnected | Northfield | Protected Data | Protected Data | Protected Data | Residential | Made In MN | 2014 | 2014 | n/a
Xcel Energy | 85 | 13781 | IOU | OID1958553 | 6 | Solar |  |  | Interconnected | Falcon Heights | Protected Data | Protected Data | Protected Data | Residential | Made In MN | 2014 | 2014 | n/a
Xcel Energy | 85 | 13781 | IOU | OID1958643 | 36 | Solar |  |  | Interconnected | Brooklyn Center | Protected Data | Protected Data | Protected Data | Commercial | Made In MN | 2014 | 2014 | n/a
Xcel Energy | 85 | 13781 | IOU | OID1959099 | 36 | Solar |  |  | Interconnected | Minneapolis | Protected Data | Protected Data | Protected Data | Commercial | Made In MN | 2014 | 2014 | n/a
Xcel Energy | 85 | 13781 | IOU | OID1959208 | 36 | Solar |  |  | Interconnected | Cottonwood | Protected Data | Protected Data | Protected Data | Commercial | Made In MN | 2014 | 2014 | n/a
Xcel Energy | 85 | 13781 | IOU | OID1959222 | 36 | Solar |  |  | Interconnected | Columbia Heights | Protected Data | Protected Data | Protected Data | Commercial | Made In MN | 2014 | 2014 | n/a
Xcel Energy | 85 | 13781 | IOU | OID1959239 | 36 | Solar |  |  | Interconnected | Byron | Protected Data | Protected Data | Protected Data | Commercial | Made In MN | 2014 | 2014 | n/a
Xcel Energy | 85 | 13781 | IOU | OID1960020 | 36 | Solar |  |  | Interconnected | Monticello | Protected Data | Protected Data | Protected Data | Commercial | Made In MN | 2014 | 2014 | n/a
Xcel Energy | 85 | 13781 | IOU | OID1960279 | 4.32 | Solar |  |  | Interconnected | Minneapolis | Protected Data | Protected Data | Protected Data | Residential | Made In MN | 2014 | 2014 | n/a
Xcel Energy | 85 | 13781 | IOU | OID1960280 | 10 | Solar |  |  | Interconnected | Pine Island | Protected Data | Protected Data | Protected Data | Residential | Made In MN | 2014 | 2014 | n/a
Xcel Energy | 85 | 13781 | IOU | OID1960328 | 9 | Solar |  |  | Interconnected | Winona | Protected Data | Protected Data | Protected Data | Residential | Made In MN | 2014 | 2014 | n/a
Xcel Energy | 85 | 13781 | IOU | OID1960340 | 5 | Solar |  |  | Interconnected | Winona | Protected Data | Protected Data | Protected Data | Residential | Made In MN | 2014 | 2014 | n/a
Xcel Energy | 85 | 13781 | IOU | OID1960383 | 6 | Solar |  |  | Interconnected | Kellogg | Protected Data | Protected Data | Protected Data | Residential | Made In MN | 2014 | 2014 | n/a
Xcel Energy | 85 | 13781 | IOU | OID1960480 | 36 | Solar |  |  | Interconnected | Clearwater | Protected Data | Protected Data | Protected Data | Commercial | Made In MN | 2014 | 2014 | n/a
Xcel Energy | 85 | 13781 | IOU | OID1960481 | 7 | Solar |  |  | Interconnected | Monticello | Protected Data | Protected Data | Protected Data | Residential | Made In MN | 2014 | 2014 | n/a
Xcel Energy | 85 | 13781 | IOU | OID1960645 | 24 | Solar |  |  | Interconnected | Lakeland | Protected Data | Protected Data | Protected Data | Commercial | Made In MN | 2014 | 2015 | n/a
Xcel Energy | 85 | 13781 | IOU | OID1960727 | 36 | Solar |  |  | Interconnected | Minneapolis | Protected Data | Protected Data | Protected Data | Commercial | Made In MN | 2014 | 2014 | n/a
Xcel Energy | 85 | 13781 | IOU | OID1960809 | 4 | Solar |  |  | Interconnected | Minneapolis | Protected Data | Protected Data | Protected Data | Residential | Made In MN | 2014 | 2014 | n/a
Xcel Energy | 85 | 13781 | IOU | OID1960843 | 8.5 | Solar |  |  | Interconnected | Northfield | Protected Data | Protected Data | Protected Data | Residential | Made In MN | 2014 | 2014 | n/a
Xcel Energy | 85 | 13781 | IOU | OID1960858 | 9.5 | Solar |  |  | Interconnected | Wayzata | Protected Data | Protected Data | Protected Data | Residential | Made In MN | 2014 | 2014 | n/a
Xcel Energy | 85 | 13781 | IOU | OID1960891 | 36 | Solar |  |  | Interconnected | Minneapolis | Protected Data | Protected Data | Protected Data | Commercial | Made In MN | 2014 | 2014 | n/a
Xcel Energy | 85 | 13781 | IOU | OID1960894 | 36 | Solar |  |  | Interconnected | Minneapolis | Protected Data | Protected Data | Protected Data | Commercial | Made In MN | 2014 | 2014 | n/a
Xcel Energy | 85 | 13781 | IOU | OID1960896 | 36 | Solar |  |  | Interconnected | Minneapolis | Protected Data | Protected Data | Protected Data | Commercial | Made In MN | 2014 | 2014 | n/a
Xcel Energy | 85 | 13781 | IOU | OID1960898 | 36 | Solar |  |  | Interconnected | Minneapolis | Protected Data | Protected Data | Protected Data | Commercial | Made In MN | 2014 | 2014 | n/a
Xcel Energy | 85 | 13781 | IOU | OID1960899 | 36 | Solar |  |  | Interconnected | Minneapolis | Protected Data | Protected Data | Protected Data | Commercial | Made In MN | 2014 | 2014 | n/a
Xcel Energy | 85 | 13781 | IOU | OID1960907 | 36 | Solar |  |  | Interconnected | Saint Paul | Protected Data | Protected Data | Protected Data | Commercial | Made In MN | 2014 | 2014 | n/a
Xcel Energy | 85 | 13781 | IOU | OID1961209 | 10 | Solar |  |  | Interconnected | Minneapolis | Protected Data | Protected Data | Protected Data | Residential | Made In MN | 2014 | 2014 | n/a
Xcel Energy | 85 | 13781 | IOU | OID1963063 | 6.5 | Solar |  |  | Interconnected | Northfield | Protected Data | Protected Data | Protected Data | Residential | Made In MN | 2014 | 2014 | n/a
Xcel Energy | 85 | 13781 | IOU | OID1963247 | 5 | Solar |  |  | Interconnected | Northfield | Protected Data | Protected Data | Protected Data | Residential | Made In MN | 2014 | 2014 | n/a
Xcel Energy | 85 | 13781 | IOU | OID1963273 | 6.24 | Solar |  |  | Interconnected | Minneapolis | Protected Data | Protected Data | Protected Data | Residential | Made In MN | 2014 | 2014 | n/a
Xcel Energy | 85 | 13781 | IOU | OID1963308 | 9.1 | Solar |  |  | Interconnected | Excelsior | Protected Data | Protected Data | Protected Data | Residential | Made In MN | 2014 | 2014 | n/a
Xcel Energy | 85 | 13781 | IOU | OID1963408 | 5 | Solar |  |  | Interconnected | Eden Prairie | Protected Data | Protected Data | Protected Data | Residential | Made In MN | 2014 | 2014 | n/a
Xcel Energy | 85 | 13781 | IOU | OID1963436 | 6 | Solar |  |  | Interconnected | Saint Paul | Protected Data | Protected Data | Protected Data | Residential | Made In MN | 2014 | 2014 | n/a
Xcel Energy | 85 | 13781 | IOU | OID1963520 | 3.5 | Solar |  |  | Interconnected | Minneapolis | Protected Data | Protected Data | Protected Data | Residential | Made In MN | 2014 | 2014 | n/a
Xcel Energy | 85 | 13781 | IOU | OID1963556 | 10.5 | Solar |  |  | Interconnected | Northfield | Protected Data | Protected Data | Protected Data | Residential | Made In MN | 2014 | 2015 | n/a
Xcel Energy | 85 | 13781 | IOU | OID1963658 | 3.5 | Solar |  |  | Interconnected | Minneapolis | Protected Data | Protected Data | Protected Data | Residential | Made In MN | 2014 | 2014 | n/a
Xcel Energy | 85 | 13781 | IOU | OID1963668 | 7 | Solar |  |  | Interconnected | Northfield | Protected Data | Protected Data | Protected Data | Residential | Made In MN | 2014 | 2014 | n/a
Xcel Energy | 85 | 13781 | IOU | OID1963692 | 3.5 | Solar |  |  | Interconnected | Northfield | Protected Data | Protected Data | Protected Data | Residential | Made In MN | 2014 | 2014 | n/a
Xcel Energy | 85 | 13781 | IOU | OID1963698 | 3 | Solar |  |  | Interconnected | Eden Prairie | Protected Data | Protected Data | Protected Data | Residential | Made In MN | 2014 | 2015 | n/a
Xcel Energy | 85 | 13781 | IOU | OID1963706 | 10.5 | Solar |  |  | Interconnected | Northfield | Protected Data | Protected Data | Protected Data | Residential | Made In MN | 2014 | 2014 | n/a
Xcel Energy | 85 | 13781 | IOU | OID1963756 | 5 | Solar |  |  | Interconnected | Saint Peter | Protected Data | Protected Data | Protected Data | Commercial | Made In MN | 2014 | 2014 | n/a
Xcel Energy | 85 | 13781 | IOU | OID1963851 | 3.36 | Solar |  |  | Interconnected | Lakeland | Protected Data | Protected Data | Protected Data | Residential | Made In MN | 2014 | 2014 | n/a
Xcel Energy | 85 | 13781 | IOU | OID1963854 | 9 | Solar |  |  | Interconnected | Norwood Young America | Protected Data | Protected Data | Protected Data | Residential | Made In MN | 2014 | 2014 | n/a
Xcel Energy | 85 | 13781 | IOU | OID1963862 | 10.5 | Solar |  |  | Interconnected | Northfield | Protected Data | Protected Data | Protected Data | Residential | Made In MN | 2014 | 2014 | n/a
Xcel Energy | 85 | 13781 | IOU | OID1963875 | 10.5 | Solar |  |  | Interconnected | Northfield | Protected Data | Protected Data | Protected Data | Commercial | Made In MN | 2014 | 2014 | n/a
Xcel Energy | 85 | 13781 | IOU | OID1965306 | 9.5 | Solar |  |  | Interconnected | Wabasha | Protected Data | Protected Data | Protected Data | Residential | Made In MN | 2014 | 2014 | n/a
Xcel Energy | 85 | 13781 | IOU | OID1966745 | 6 | Solar |  |  | Interconnected | Minneapolis | Protected Data | Protected Data | Protected Data | Commercial | Made In MN | 2014 | 2014 | n/a
Xcel Energy | 85 | 13781 | IOU | OID1967234 | 12 | Solar |  |  | Interconnected | Minneapolis | Protected Data | Protected Data | Protected Data | Commercial | Made In MN | 2014 | 2015 | n/a
Xcel Energy | 85 | 13781 | IOU | OID1967240 | 9.5 | Solar |  |  | Interconnected | Pine Island | Protected Data | Protected Data | Protected Data | Residential | Made In MN | 2014 | 2014 | n/a
Xcel Energy | 85 | 13781 | IOU | OID1967351 | 2.5 | Solar |  |  | Interconnected | Saint Paul | Protected Data | Protected Data | Protected Data | Residential | Made In MN | 2014 | 2014 | n/a
Xcel Energy | 85 | 13781 | IOU | OID1967381 | 5 | Solar |  |  | Interconnected | Minneapolis | Protected Data | Protected Data | Protected Data | Residential | Made In MN | 2014 | 2014 | n/a
Xcel Energy | 85 | 13781 | IOU | OID1968547 | 7 | Solar |  |  | Interconnected | Stacy | Protected Data | Protected Data | Protected Data | Residential | Made In MN | 2014 | 2014 | n/a
Xcel Energy | 85 | 13781 | IOU | OID1970697 | 2.5 | Solar |  |  | Interconnected | Minneapolis | Protected Data | Protected Data | Protected Data | Residential | Made In MN | 2014 | 2014 | n/a
Xcel Energy | 85 | 13781 | IOU | OID1971994 | 9.5 | Solar |  |  | Interconnected | Brooklyn Park | Protected Data | Protected Data | Protected Data | Residential | Made In MN | 2014 | 2014 | n/a
Xcel Energy | 85 | 13781 | IOU | OID1974941 | 9.5 | Solar |  |  | Interconnected | Dayton | Protected Data | Protected Data | Protected Data | Residential | Made In MN | 2014 | 2014 | n/a
Xcel Energy | 85 | 13781 | IOU | OID1978935 | 21 | Solar |  |  | Interconnected | Clearwater | Protected Data | Protected Data | Protected Data | Commercial | Made In MN | 2014 | 2014 | n/a
Xcel Energy | 85 | 13781 | IOU | OID1980081 | 3.5 | Solar |  |  | Interconnected | Saint Paul | Protected Data | Protected Data | Protected Data | Residential | Made In MN | 2014 | 2014 | n/a
Xcel Energy | 85 | 13781 | IOU | OID1980130 | 6.5 | Solar |  |  | Interconnected | Saint Paul | Protected Data | Protected Data | Protected Data | Residential | Made In MN | 2014 | 2014 | n/a
Xcel Energy | 85 | 13781 | IOU | OID1980201 | 36 | Solar |  |  | Interconnected | Winona | Protected Data | Protected Data | Protected Data | Commercial | Made In MN | 2014 | 2014 | n/a
Xcel Energy | 85 | 13781 | IOU | OID1980235 | 36 | Solar |  |  | Interconnected | Winona | Protected Data | Protected Data | Protected Data | Commercial | Made In MN | 2014 | 2014 | n/a
Xcel Energy | 85 | 13781 | IOU | OID1988657 | 2.5 | Solar |  |  | Interconnected | Minneapolis | Protected Data | Protected Data | Protected Data | Residential | Made In MN | 2014 | 2014 | n/a
Xcel Energy | 85 | 13781 | IOU | OID1988729 | 7 | Solar |  |  | Interconnected | Saint Cloud | Protected Data | Protected Data | Protected Data | Residential | Made In MN | 2014 | 2014 | n/a
Xcel Energy | 85 | 13781 | IOU | OID1988820 | 5 | Solar |  |  | Interconnected | Minneapolis | Protected Data | Protected Data | Protected Data | Residential | Made In MN | 2014 | 2014 | n/a
Xcel Energy | 85 | 13781 | IOU | OID1989254 | 2.5 | Solar |  |  | Interconnected | Minneapolis | Protected Data | Protected Data | Protected Data | Residential | Made In MN | 2014 | 2014 | n/a
Xcel Energy | 85 | 13781 | IOU | OID1989408 | 36 | Solar |  |  | Interconnected | Minneapolis | Protected Data | Protected Data | Protected Data | Commercial | Made In MN | 2014 | 2015 | n/a
Xcel Energy | 85 | 13781 | IOU | OID1991217 | 3.5 | Solar |  |  | Interconnected | Saint Paul | Protected Data | Protected Data | Protected Data | Residential | Made In MN | 2014 | 2014 | n/a
Xcel Energy | 85 | 13781 | IOU | OID1991289 | 9 | Solar |  |  | Interconnected | Minneapolis | Protected Data | Protected Data | Protected Data | Commercial | Made In MN | 2014 | 2015 | n/a
Xcel Energy | 85 | 13781 | IOU | OID1991298 | 9 | Solar |  |  | Interconnected | Minneapolis | Protected Data | Protected Data | Protected Data | Commercial | Made In MN | 2014 | 2015 | n/a
Xcel Energy | 85 | 13781 | IOU | OID1992967 | 9.5 | Solar |  |  | Interconnected | Eden Prairie | Protected Data | Protected Data | Protected Data | Residential | Made In MN | 2014 | 2014 | n/a
Xcel Energy | 85 | 13781 | IOU | OID1998582 | 7.5 | Solar |  |  | Interconnected | Fridley | Protected Data | Protected Data | Protected Data | Residential | Made In MN | 2014 | 2014 | n/a
Xcel Energy | 85 | 13781 | IOU | OID1999891 | 7 | Solar |  |  | Interconnected | Rosemount | Protected Data | Protected Data | Protected Data | Residential | Made In MN | 2014 | 2014 | n/a
Xcel Energy | 85 | 13781 | IOU | OID2004389 | 3.5 | Solar |  |  | Interconnected | Winona | Protected Data | Protected Data | Protected Data | Residential | Made In MN | 2014 | 2014 | n/a
Xcel Energy | 85 | 13781 | IOU | OID2009592 | 2.5 | Solar |  |  | Interconnected | Minneapolis | Protected Data | Protected Data | Protected Data | Residential | Made In MN | 2014 | 2014 | n/a
Xcel Energy | 85 | 13781 | IOU | OID2009990 | 5 | Solar |  |  | Interconnected | Long Lake | Protected Data | Protected Data | Protected Data | Residential | Made In MN | 2014 | 2014 | n/a
Xcel Energy | 85 | 13781 | IOU | OID2010057 | 9.5 | Solar |  |  | Interconnected | Eden Prairie | Protected Data | Protected Data | Protected Data | Residential | Made In MN | 2014 | 2014 | n/a
Xcel Energy | 85 | 13781 | IOU | OID2010081 | 9.5 | Solar |  |  | Interconnected | Shoreview | Protected Data | Protected Data | Protected Data | Residential | Made In MN | 2014 | 2014 | n/a
Xcel Energy | 85 | 13781 | IOU | OID2010096 | 3.5 | Solar |  |  | Interconnected | Minneapolis | Protected Data | Protected Data | Protected Data | Residential | Made In MN | 2014 | 2014 | n/a
Xcel Energy | 85 | 13781 | IOU | OID2010119 | 6 | Solar |  |  | Interconnected | Courtland | Protected Data | Protected Data | Protected Data | Residential | Made In MN | 2014 | 2014 | n/a
Xcel Energy | 85 | 13781 | IOU | OID2010130 | 5 | Solar |  |  | Interconnected | Saint Paul | Protected Data | Protected Data | Protected Data | Residential | Made In MN | 2014 | 2014 | n/a
Xcel Energy | 85 | 13781 | IOU | OID2010143 | 5 | Solar |  |  | Interconnected | Saint Paul | Protected Data | Protected Data | Protected Data | Residential | Made In MN | 2014 | 2014 | n/a
Xcel Energy | 85 | 13781 | IOU | OID2010155 | 3.5 | Solar |  |  | Interconnected | Golden Valley | Protected Data | Protected Data | Protected Data | Residential | Made In MN | 2014 | 2014 | n/a
Xcel Energy | 85 | 13781 | IOU | OID2010165 | 5 | Solar |  |  | Interconnected | Minneapolis | Protected Data | Protected Data | Protected Data | Residential | Made In MN | 2014 | 2014 | n/a
Xcel Energy | 85 | 13781 | IOU | OID2010173 | 5 | Solar |  |  | Interconnected | Shoreview | Protected Data | Protected Data | Protected Data | Residential | Made In MN | 2014 | 2014 | n/a
Xcel Energy | 85 | 13781 | IOU | OID2010180 | 9.5 | Solar |  |  | Interconnected | Roseville | Protected Data | Protected Data | Protected Data | Residential | Made In MN | 2014 | 2014 | n/a
Xcel Energy | 85 | 13781 | IOU | OID2010196 | 9.5 | Solar |  |  | Interconnected | Roseville | Protected Data | Protected Data | Protected Data | Residential | Made In MN | 2014 | 2014 | n/a
Xcel Energy | 85 | 13781 | IOU | OID2010389 | 3.5 | Solar |  |  | Interconnected | Minneapolis | Protected Data | Protected Data | Protected Data | Residential | Made In MN | 2014 | 2014 | n/a
Xcel Energy | 85 | 13781 | IOU | OID2011027 | 3.5 | Solar |  |  | Interconnected | Minneapolis | Protected Data | Protected Data | Protected Data | Residential | Made In MN | 2014 | 2014 | n/a
Xcel Energy | 85 | 13781 | IOU | OID2012488 | 3.5 | Solar |  |  | Interconnected | Edina | Protected Data | Protected Data | Protected Data | Residential | Made In MN | 2014 | 2014 | n/a
Xcel Energy | 85 | 13781 | IOU | OID2017488 | 9.5 | Solar |  |  | Interconnected | Minnetonka | Protected Data | Protected Data | Protected Data | Residential | Made In MN | 2014 | 2014 | n/a
Xcel Energy | 85 | 13781 | IOU | OID2018519 | 9 | Solar |  |  | Interconnected | Minneapolis | Protected Data | Protected Data | Protected Data | Commercial | Made In MN | 2014 | 2014 | n/a
Xcel Energy | 85 | 13781 | IOU | OID2019146 | 20 | Solar |  |  | Interconnected | Hopkins | Protected Data | Protected Data | Protected Data | Commercial | Solar* Rewards | 2014 | 2015 | n/a
Xcel Energy | 85 | 13781 | IOU | OID2019148 | 6 | Solar |  |  | Interconnected | Chisago City | Protected Data | Protected Data | Protected Data | Residential | Solar* Rewards | 2014 | 2014 | n/a
Xcel Energy | 85 | 13781 | IOU | OID2019149 | 20 | Solar |  |  | Interconnected | Bloomington | Protected Data | Protected Data | Protected Data | Commercial | Solar* Rewards | 2014 | 2015 | n/a
Xcel Energy | 85 | 13781 | IOU | OID2019150 | 6.02 | Solar |  |  | Interconnected | Edina | Protected Data | Protected Data | Protected Data | Residential | Solar* Rewards | 2014 | 2014 | n/a
Xcel Energy | 85 | 13781 | IOU | OID2019151 | 20 | Solar |  |  | Interconnected | Minneapolis | Protected Data | Protected Data | Protected Data | Commercial | Solar* Rewards | 2014 | 2015 | n/a
Xcel Energy | 85 | 13781 | IOU | OID2019155 | 15.01 | Solar |  |  | Interconnected | Northfield | Protected Data | Protected Data | Protected Data | Residential | Solar* Rewards | 2014 | 2014 | n/a
Xcel Energy | 85 | 13781 | IOU | OID2019159 | 2.88 | Solar |  |  | Interconnected | Saint Paul | Protected Data | Protected Data | Protected Data | Residential | Solar* Rewards | 2014 | 2014 | n/a
Xcel Energy | 85 | 13781 | IOU | OID2019160 | 6 | Solar |  |  | Interconnected | Plymouth | Protected Data | Protected Data | Protected Data | Residential | Solar* Rewards | 2014 | 2014 | n/a
Xcel Energy | 85 | 13781 | IOU | OID2019164 | 10.08 | Solar |  |  | Interconnected | Stillwater | Protected Data | Protected Data | Protected Data | Residential | Solar* Rewards | 2014 | 2014 | n/a
Xcel Energy | 85 | 13781 | IOU | OID2019166 | 5.04 | Solar |  |  | Interconnected | Minneapolis | Protected Data | Protected Data | Protected Data | Residential | Solar* Rewards | 2014 | 2014 | n/a
Xcel Energy | 85 | 13781 | IOU | OID2019167 | 18 | Solar |  |  | Interconnected | Minneapolis | Protected Data | Protected Data | Protected Data | Commercial | Solar* Rewards | 2014 | 2015 | n/a
Xcel Energy | 85 | 13781 | IOU | OID2019168 | 7.63 | Solar |  |  | Interconnected | Northfield | Protected Data | Protected Data | Protected Data | Residential | Solar* Rewards | 2014 | 2014 | n/a
Xcel Energy | 85 | 13781 | IOU | OID2019170 | 5.76 | Solar |  |  | Interconnected | Maple Grove | Protected Data | Protected Data | Protected Data | Residential | Solar* Rewards | 2014 | 2014 | n/a
Xcel Energy | 85 | 13781 | IOU | OID2019172 | 20 | Solar |  |  | Interconnected | Golden Valley | Protected Data | Protected Data | Protected Data | Commercial | Solar* Rewards | 2014 | 2015 | n/a
Xcel Energy | 85 | 13781 | IOU | OID2019175 | 14.4 | Solar |  |  | Interconnected | Kasson | Protected Data | Protected Data | Protected Data | Residential | Solar* Rewards | 2014 | 2014 | n/a
Xcel Energy | 85 | 13781 | IOU | OID2019177 | 5 | Solar |  |  | Interconnected | Mendota Heights | Protected Data | Protected Data | Protected Data | Residential | Solar* Rewards | 2014 | 2014 | n/a
Xcel Energy | 85 | 13781 | IOU | OID2019180 | 17.2 | Solar |  |  | Interconnected | Norwood Young America | Protected Data | Protected Data | Protected Data | Residential | Solar* Rewards | 2014 | 2015 | n/a
Xcel Energy | 85 | 13781 | IOU | OID2019185 | 9 | Solar |  |  | Interconnected | Sleepy Eye | Protected Data | Protected Data | Protected Data | Commercial | Solar* Rewards | 2014 | 2015 | n/a
Xcel Energy | 85 | 13781 | IOU | OID2019189 | 5.76 | Solar |  |  | Interconnected | White Bear Lake | Protected Data | Protected Data | Protected Data | Residential | Solar* Rewards | 2014 | 2014 | n/a
Xcel Energy | 85 | 13781 | IOU | OID2019191 | 20 | Solar |  |  | Interconnected | Brooklyn Park | Protected Data | Protected Data | Protected Data | Commercial | Solar* Rewards | 2014 | 2015 | n/a
Xcel Energy | 85 | 13781 | IOU | OID2019192 | 10.01 | Solar |  |  | Interconnected | Pine Island | Protected Data | Protected Data | Protected Data | Residential | Solar* Rewards | 2014 | 2014 | n/a
Xcel Energy | 85 | 13781 | IOU | OID2019194 | 3.44 | Solar |  |  | Interconnected | Minnetonka | Protected Data | Protected Data | Protected Data | Residential | Solar* Rewards | 2014 | 2015 | n/a
Xcel Energy | 85 | 13781 | IOU | OID2019196 | 6 | Solar |  |  | Interconnected | Mendota Heights | Protected Data | Protected Data | Protected Data | Residential | Solar* Rewards | 2014 | 2015 | n/a
Xcel Energy | 85 | 13781 | IOU | OID2019201 | 3 | Solar |  |  | Interconnected | Stillwater | Protected Data | Protected Data | Protected Data | Residential | Solar* Rewards | 2014 | 2015 | n/a
Xcel Energy | 85 | 13781 | IOU | OID2019203 | 3.87 | Solar |  |  | Interconnected | Stillwater | Protected Data | Protected Data | Protected Data | Residential | Solar* Rewards | 2014 | 2014 | n/a
Xcel Energy | 85 | 13781 | IOU | OID2019204 | 11.39 | Solar |  |  | Interconnected | Goodhue | Protected Data | Protected Data | Protected Data | Residential | Solar* Rewards | 2014 | 2014 | n/a
Xcel Energy | 85 | 13781 | IOU | OID2019208 | 20 | Solar |  |  | Interconnected | Eagan | Protected Data | Protected Data | Protected Data | Commercial | Solar* Rewards | 2014 | 2015 | n/a
Xcel Energy | 85 | 13781 | IOU | OID2019212 | 5.76 | Solar |  |  | Interconnected | Saint Paul | Protected Data | Protected Data | Protected Data | Residential | Solar* Rewards | 2014 | 2015 | n/a
Xcel Energy | 85 | 13781 | IOU | OID2019213 | 7.6 | Solar |  |  | Interconnected | Saint Paul | Protected Data | Protected Data | Protected Data | Residential | Solar* Rewards | 2014 | 2014 | n/a
Xcel Energy | 85 | 13781 | IOU | OID2019214 | 3.8 | Solar |  |  | Interconnected | Saint Paul | Protected Data | Protected Data | Protected Data | Commercial | Solar* Rewards | 2014 | 2016 | n/a
Xcel Energy | 85 | 13781 | IOU | OID2019215 | 6 | Solar |  |  | Interconnected | Eden Prairie | Protected Data | Protected Data | Protected Data | Residential | Solar* Rewards | 2014 | 2014 | n/a
Xcel Energy | 85 | 13781 | IOU | OID2019216 | 5.76 | Solar |  |  | Interconnected | Roseville | Protected Data | Protected Data | Protected Data | Residential | Solar* Rewards | 2014 | 2015 | n/a
Xcel Energy | 85 | 13781 | IOU | OID2019218 | 10 | Solar |  |  | Interconnected | Robbinsdale | Protected Data | Protected Data | Protected Data | Commercial | Solar* Rewards | 2014 | 2015 | n/a
Xcel Energy | 85 | 13781 | IOU | OID2019219 | 3.36 | Solar |  |  | Interconnected | New Brighton | Protected Data | Protected Data | Protected Data | Residential | Solar* Rewards | 2014 | 2015 | n/a
Xcel Energy | 85 | 13781 | IOU | OID2019225 | 4.2 | Solar |  |  | Interconnected | Maplewood | Protected Data | Protected Data | Protected Data | Residential | Solar* Rewards | 2014 | 2014 | n/a
Xcel Energy | 85 | 13781 | IOU | OID2019227 | 17.28 | Solar |  |  | Interconnected | Northfield | Protected Data | Protected Data | Protected Data | Residential | Solar* Rewards | 2014 | 2014 | n/a
Xcel Energy | 85 | 13781 | IOU | OID2019228 | 5 | Solar |  |  | Interconnected | Plymouth | Protected Data | Protected Data | Protected Data | Residential | Solar* Rewards | 2014 | 2015 | n/a
Xcel Energy | 85 | 13781 | IOU | OID2019231 | 4.08 | Solar |  |  | Interconnected | Minnetonka | Protected Data | Protected Data | Protected Data | Residential | Solar* Rewards | 2014 | 2014 | n/a
Xcel Energy | 85 | 13781 | IOU | OID2019232 | 3.84 | Solar |  |  | Interconnected | Bloomington | Protected Data | Protected Data | Protected Data | Residential | Solar* Rewards | 2014 | 2015 | n/a
Xcel Energy | 85 | 13781 | IOU | OID2019233 | 3.8 | Solar |  |  | Interconnected | Minneapolis | Protected Data | Protected Data | Protected Data | Residential | Solar* Rewards | 2014 | 2015 | n/a
Xcel Energy | 85 | 13781 | IOU | OID2019234 | 6 | Solar |  |  | Interconnected | Richfield | Protected Data | Protected Data | Protected Data | Residential | Solar* Rewards | 2014 | 2014 | n/a
Xcel Energy | 85 | 13781 | IOU | OID2019236 | 3.6 | Solar |  |  | Interconnected | Plymouth | Protected Data | Protected Data | Protected Data | Residential | Solar* Rewards | 2014 | 2015 | n/a
Xcel Energy | 85 | 13781 | IOU | OID2019239 | 6.72 | Solar |  |  | Interconnected | Minnetonka | Protected Data | Protected Data | Protected Data | Residential | Solar* Rewards | 2014 | 2014 | n/a
Xcel Energy | 85 | 13781 | IOU | OID2019241 | 18 | Solar |  |  | Interconnected | Saint Anthony | Protected Data | Protected Data | Protected Data | Commercial | Solar* Rewards | 2014 | 2014 | n/a
Xcel Energy | 85 | 13781 | IOU | OID2019242 | 7.63 | Solar |  |  | Interconnected | Red Wing | Protected Data | Protected Data | Protected Data | Residential | Solar* Rewards | 2014 | 2015 | n/a
Xcel Energy | 85 | 13781 | IOU | OID2019244 | 3 | Solar |  |  | Interconnected | Wabasha | Protected Data | Protected Data | Protected Data | Residential | Solar* Rewards | 2014 | 2014 | n/a
Xcel Energy | 85 | 13781 | IOU | OID2019245 | 9.36 | Solar |  |  | Interconnected | Minneapolis | Protected Data | Protected Data | Protected Data | Residential | Solar* Rewards | 2014 | 2014 | n/a
Xcel Energy | 85 | 13781 | IOU | OID2019252 | 9.12 | Solar |  |  | Interconnected | Edina | Protected Data | Protected Data | Protected Data | Residential | Solar* Rewards | 2014 | 2014 | n/a
Xcel Energy | 85 | 13781 | IOU | OID2019253 | 18 | Solar |  |  | Interconnected | Oakdale | Protected Data | Protected Data | Protected Data | Commercial | Solar* Rewards | 2014 | 2014 | n/a
Xcel Energy | 85 | 13781 | IOU | OID2019257 | 8.5 | Solar |  |  | Interconnected | Marine On Saint Croix | Protected Data | Protected Data | Protected Data | Residential | Solar* Rewards | 2014 | 2015 | n/a
Xcel Energy | 85 | 13781 | IOU | OID2019258 | 3.8 | Solar |  |  | Interconnected | Stillwater | Protected Data | Protected Data | Protected Data | Residential | Solar* Rewards | 2014 | 2014 | n/a
Xcel Energy | 85 | 13781 | IOU | OID2019259 | 2.4 | Solar |  |  | Interconnected | Minneapolis | Protected Data | Protected Data | Protected Data | Residential | Solar* Rewards | 2014 | 2015 | n/a
Xcel Energy | 85 | 13781 | IOU | OID2019261 | 3.84 | Solar |  |  | Interconnected | Minneapolis | Protected Data | Protected Data | Protected Data | Residential | Solar* Rewards | 2014 | 2015 | n/a
Xcel Energy | 85 | 13781 | IOU | OID2019263 | 5 | Solar |  |  | Interconnected | Bloomington | Protected Data | Protected Data | Protected Data | Residential | Solar* Rewards | 2014 | 2015 | n/a
Xcel Energy | 85 | 13781 | IOU | OID2019264 | 5 | Solar |  |  | Interconnected | Red Wing | Protected Data | Protected Data | Protected Data | Residential | Solar* Rewards | 2014 | 2015 | n/a
Xcel Energy | 85 | 13781 | IOU | OID2019265 | 18 | Solar |  |  | Interconnected | Minneapolis | Protected Data | Protected Data | Protected Data | Commercial | Solar* Rewards | 2014 | 2014 | n/a
Xcel Energy | 85 | 13781 | IOU | OID2019266 | 5.76 | Solar |  |  | Interconnected | Dundas | Protected Data | Protected Data | Protected Data | Residential | Solar* Rewards | 2014 | 2014 | n/a
Xcel Energy | 85 | 13781 | IOU | OID2019270 | 4.56 | Solar |  |  | Interconnected | Maple Lake | Protected Data | Protected Data | Protected Data | Residential | Solar* Rewards | 2014 | 2015 | n/a
Xcel Energy | 85 | 13781 | IOU | OID2019272 | 3.5 | Solar |  |  | Interconnected | Minneapolis | Protected Data | Protected Data | Protected Data | Residential | Solar* Rewards | 2014 | 2015 | n/a
Xcel Energy | 85 | 13781 | IOU | OID2019273 | 18 | Solar |  |  | Interconnected | Roseville | Protected Data | Protected Data | Protected Data | Commercial | Solar* Rewards | 2014 | 2014 | n/a
Xcel Energy | 85 | 13781 | IOU | OID2019274 | 6.35 | Solar |  |  | Interconnected | Bloomington | Protected Data | Protected Data | Protected Data | Residential | Solar* Rewards | 2014 | 2015 | n/a
Xcel Energy | 85 | 13781 | IOU | OID2019275 | 200.2 | Solar |  |  | Interconnected | Minneapolis | Protected Data | Protected Data | Protected Data | Residential | Solar* Rewards | 2014 | 2014 | n/a
Xcel Energy | 85 | 13781 | IOU | OID2019278 | 19 | Solar |  |  | Interconnected | Wyoming | Protected Data | Protected Data | Protected Data | Commercial | Solar* Rewards | 2014 | 2015 | n/a
Xcel Energy | 85 | 13781 | IOU | OID2019280 | 6.96 | Solar |  |  | Interconnected | Columbia Heights | Protected Data | Protected Data | Protected Data | Residential | Solar* Rewards | 2014 | 2014 | n/a
Xcel Energy | 85 | 13781 | IOU | OID2019281 | 5 | Solar |  |  | Interconnected | Minneapolis | Protected Data | Protected Data | Protected Data | Commercial | Solar* Rewards | 2014 | 2015 | n/a
Xcel Energy | 85 | 13781 | IOU | OID2019282 | 7.68 | Solar |  |  | Interconnected | Saint Paul | Protected Data | Protected Data | Protected Data | Residential | Solar* Rewards | 2014 | 2014 | n/a
Xcel Energy | 85 | 13781 | IOU | OID2019283 | 5.04 | Solar |  |  | Interconnected | Little Canada | Protected Data | Protected Data | Protected Data | Residential | Solar* Rewards | 2014 | 2014 | n/a
Xcel Energy | 85 | 13781 | IOU | OID2019284 | 2.88 | Solar |  |  | Interconnected | Minneapolis | Protected Data | Protected Data | Protected Data | Residential | Solar* Rewards | 2014 | 2014 | n/a
Xcel Energy | 85 | 13781 | IOU | OID2019286 | 2.16 | Solar |  |  | Interconnected | Saint Paul | Protected Data | Protected Data | Protected Data | Residential | Solar* Rewards | 2014 | 2014 | n/a
Xcel Energy | 85 | 13781 | IOU | OID2019290 | 4.32 | Solar |  |  | Interconnected | Saint Paul | Protected Data | Protected Data | Protected Data | Residential | Solar* Rewards | 2014 | 2015 | n/a
Xcel Energy | 85 | 13781 | IOU | OID2019291 | 6 | Solar |  |  | Interconnected | Wayzata | Protected Data | Protected Data | Protected Data | Commercial | Solar* Rewards | 2014 | 2016 | n/a
Xcel Energy | 85 | 13781 | IOU | OID2019296 | 3 | Solar |  |  | Interconnected | Minneapolis | Protected Data | Protected Data | Protected Data | Residential | Solar* Rewards | 2014 | 2015 | n/a
Xcel Energy | 85 | 13781 | IOU | OID2019299 | 8.16 | Solar |  |  | Interconnected | Eden Prairie | Protected Data | Protected Data | Protected Data | Residential | Solar* Rewards | 2014 | 2014 | n/a
Xcel Energy | 85 | 13781 | IOU | OID2019304 | 3.3 | Solar |  |  | Interconnected | Champlin | Protected Data | Protected Data | Protected Data | Residential | Solar* Rewards | 2014 | 2014 | n/a
Xcel Energy | 85 | 13781 | IOU | OID2019305 | 5 | Solar |  |  | Interconnected | Plymouth | Protected Data | Protected Data | Protected Data | Residential | Solar* Rewards | 2014 | 2015 | n/a
Xcel Energy | 85 | 13781 | IOU | OID2019306 | 18 | Solar |  |  | Interconnected | Edina | Protected Data | Protected Data | Protected Data | Commercial | Solar* Rewards | 2014 | 2014 | n/a
Xcel Energy | 85 | 13781 | IOU | OID2019311 | 5.52 | Solar |  |  | Interconnected | Northfield | Protected Data | Protected Data | Protected Data | Residential | Solar* Rewards | 2014 | 2015 | n/a
Xcel Energy | 85 | 13781 | IOU | OID2019322 | 18 | Solar |  |  | Interconnected | Plymouth | Protected Data | Protected Data | Protected Data | Commercial | Solar* Rewards | 2014 | 2014 | n/a
Xcel Energy | 85 | 13781 | IOU | OID2019329 | 18 | Solar |  |  | Interconnected | Woodbury | Protected Data | Protected Data | Protected Data | Commercial | Solar* Rewards | 2014 | 2014 | n/a
Xcel Energy | 85 | 13781 | IOU | OID2019333 | 4.8 | Solar |  |  | Interconnected | Sartell | Protected Data | Protected Data | Protected Data | Residential | Solar* Rewards | 2014 | 2014 | n/a
Xcel Energy | 85 | 13781 | IOU | OID2019334 | 18 | Solar |  |  | Interconnected | Shoreview | Protected Data | Protected Data | Protected Data | Commercial | Solar* Rewards | 2014 | 2014 | n/a
Xcel Energy | 85 | 13781 | IOU | OID2019337 | 17.5 | Solar |  |  | Interconnected | Bloomington | Protected Data | Protected Data | Protected Data | Commercial | Solar* Rewards | 2014 | 2015 | n/a
Xcel Energy | 85 | 13781 | IOU | OID2019345 | 18 | Solar |  |  | Interconnected | Saint Paul | Protected Data | Protected Data | Protected Data | Commercial | Solar* Rewards | 2014 | 2015 | n/a
Xcel Energy | 85 | 13781 | IOU | OID2019350 | 18 | Solar |  |  | Interconnected | Saint Paul | Protected Data | Protected Data | Protected Data | Commercial | Solar* Rewards | 2014 | 2015 | n/a
Xcel Energy | 85 | 13781 | IOU | OID2019354 | 18 | Solar |  |  | Interconnected | Plymouth | Protected Data | Protected Data | Protected Data | Commercial | Solar* Rewards | 2014 | 2015 | n/a
Xcel Energy | 85 | 13781 | IOU | OID2019357 | 18 | Solar |  |  | Interconnected | Brooklyn Center | Protected Data | Protected Data | Protected Data | Commercial | Solar* Rewards | 2014 | 2015 | n/a
Xcel Energy | 85 | 13781 | IOU | OID2019370 | 18 | Solar |  |  | Interconnected | Saint Paul | Protected Data | Protected Data | Protected Data | Commercial | Solar* Rewards | 2014 | 2015 | n/a
Xcel Energy | 85 | 13781 | IOU | OID2019371 | 18 | Solar |  |  | Interconnected | Saint Paul | Protected Data | Protected Data | Protected Data | Commercial | Solar* Rewards | 2014 | 2015 | n/a
Xcel Energy | 85 | 13781 | IOU | OID2019375 | 18 | Solar |  |  | Interconnected | Plymouth | Protected Data | Protected Data | Protected Data | Commercial | Solar* Rewards | 2014 | 2015 | n/a
Xcel Energy | 85 | 13781 | IOU | OID2019386 | 18 | Solar |  |  | Interconnected | South Saint Paul | Protected Data | Protected Data | Protected Data | Commercial | Solar* Rewards | 2014 | 2015 | n/a
Xcel Energy | 85 | 13781 | IOU | OID2019392 | 10 | Solar |  |  | Interconnected | Stillwater | Protected Data | Protected Data | Protected Data | Residential | Solar* Rewards | 2014 | 2014 | n/a
Xcel Energy | 85 | 13781 | IOU | OID2019395 | 18 | Solar |  |  | Interconnected | Mankato | Protected Data | Protected Data | Protected Data | Commercial | Solar* Rewards | 2014 | 2015 | n/a
Xcel Energy | 85 | 13781 | IOU | OID2019420 | 3.8 | Solar |  |  | Interconnected | Minneapolis | Protected Data | Protected Data | Protected Data | Residential | Solar* Rewards | 2014 | 2014 | n/a
Xcel Energy | 85 | 13781 | IOU | OID2019426 | 18 | Solar |  |  | Interconnected | Osseo | Protected Data | Protected Data | Protected Data | Commercial | Solar* Rewards | 2014 | 2015 | n/a
Xcel Energy | 85 | 13781 | IOU | OID2019443 | 18 | Solar |  |  | Interconnected | Minneapolis | Protected Data | Protected Data | Protected Data | Commercial | Solar* Rewards | 2014 | 2015 | n/a
Xcel Energy | 85 | 13781 | IOU | OID2019447 | 8.16 | Solar |  |  | Interconnected | Roseville | Protected Data | Protected Data | Protected Data | Residential | Solar* Rewards | 2014 | 2014 | n/a
Xcel Energy | 85 | 13781 | IOU | OID2019452 | 7.2 | Solar |  |  | Interconnected | Delano | Protected Data | Protected Data | Protected Data | Residential | Solar* Rewards | 2014 | 2015 | n/a
Xcel Energy | 85 | 13781 | IOU | OID2019455 | 16.2 | Solar |  |  | Interconnected | Stillwater | Protected Data | Protected Data | Protected Data | Residential | Solar* Rewards | 2014 | 2015 | n/a
Xcel Energy | 85 | 13781 | IOU | OID2019616 | 3.36 | Solar |  |  | Interconnected | Afton | Protected Data | Protected Data | Protected Data | Residential | Solar* Rewards | 2014 | 2014 | n/a
Xcel Energy | 85 | 13781 | IOU | OID2020355 | 9.995 | Solar |  |  | Interconnected | Minneapolis | Protected Data | Protected Data | Protected Data | Commercial | Solar* Rewards | 2014 | 2015 | n/a
Xcel Energy | 85 | 13781 | IOU | OID2020431 | 3.225 | Solar |  |  | Interconnected | Eagle Lake | Protected Data | Protected Data | Protected Data | Residential | Solar* Rewards | 2014 | 2015 | n/a
Xcel Energy | 85 | 13781 | IOU | OID2020542 | 22.5 | Solar |  |  | Interconnected | Eden Prairie | Protected Data | Protected Data | Protected Data | Commercial | Solar* Rewards | 2014 | 2015 | n/a
Xcel Energy | 85 | 13781 | IOU | OID2020720 | 7.63 | Solar |  |  | Interconnected | Claremont | Protected Data | Protected Data | Protected Data | Residential | Solar* Rewards | 2014 | 2014 | n/a
Xcel Energy | 85 | 13781 | IOU | OID2020740 | 7.5 | Solar |  |  | Interconnected | Maple Plain | Protected Data | Protected Data | Protected Data | Residential | Solar* Rewards | 2014 | 2014 | n/a
Xcel Energy | 85 | 13781 | IOU | OID2021458 | 18 | Solar |  |  | Interconnected | Minnetonka | Protected Data | Protected Data | Protected Data | Commercial | Solar* Rewards | 2014 | 2014 | n/a
Xcel Energy | 85 | 13781 | IOU | OID2021720 | 9 | Solar |  |  | Interconnected | Dayton | Protected Data | Protected Data | Protected Data | Residential | Solar* Rewards | 2014 | 2015 | n/a
Xcel Energy | 85 | 13781 | IOU | OID2021746 | 9 | Solar |  |  | Interconnected | Minneapolis | Protected Data | Protected Data | Protected Data | Commercial | Made In MN | 2014 | 2014 | n/a
Xcel Energy | 85 | 13781 | IOU | OID2021752 | 2.58 | Solar |  |  | Interconnected | Saint Paul | Protected Data | Protected Data | Protected Data | Residential | Solar* Rewards | 2014 | 2015 | n/a
Xcel Energy | 85 | 13781 | IOU | OID2021946 | 9 | Solar |  |  | Interconnected | Minneapolis | Protected Data | Protected Data | Protected Data | Commercial | Made In MN | 2014 | 2014 | n/a
Xcel Energy | 85 | 13781 | IOU | OID2022735 | 5.04 | Solar |  |  | Interconnected | Minneapolis | Protected Data | Protected Data | Protected Data | Residential | Solar* Rewards | 2014 | 2014 | n/a
Xcel Energy | 85 | 13781 | IOU | OID2022764 | 3.5 | Solar |  |  | Interconnected | Minneapolis | Protected Data | Protected Data | Protected Data | Residential | Made In MN | 2014 | 2014 | n/a
Xcel Energy | 85 | 13781 | IOU | OID2022959 | 5.76 | Solar |  |  | Interconnected | Minneapolis | Protected Data | Protected Data | Protected Data | Residential | Solar* Rewards | 2014 | 2015 | n/a
Xcel Energy | 85 | 13781 | IOU | OID2023052 | 17 | Solar |  |  | Interconnected | Mankato | Protected Data | Protected Data | Protected Data | Residential | Solar* Rewards | 2014 | 2014 | n/a
Xcel Energy | 85 | 13781 | IOU | OID2024204 | 18 | Solar |  |  | Interconnected | Eden Prairie | Protected Data | Protected Data | Protected Data | Commercial | Solar* Rewards | 2014 | 2014 | n/a
Xcel Energy | 85 | 13781 | IOU | OID2024369 | 6 | Solar |  |  | Interconnected | Prior Lake | Protected Data | Protected Data | Protected Data | Residential | Solar* Rewards | 2014 | 2014 | n/a
Xcel Energy | 85 | 13781 | IOU | OID2024696 | 5 | Solar |  |  | Interconnected | West Saint Paul | Protected Data | Protected Data | Protected Data | Residential | Solar* Rewards | 2014 | 2014 | n/a
Xcel Energy | 85 | 13781 | IOU | OID2025098 | 9.5 | Solar |  |  | Interconnected | Roseville | Protected Data | Protected Data | Protected Data | Residential | Made In MN | 2014 | 2014 | n/a
Xcel Energy | 85 | 13781 | IOU | OID2025099 | 9.5 | Solar |  |  | Interconnected | Woodbury | Protected Data | Protected Data | Protected Data | Residential | Made In MN | 2014 | 2014 | n/a
Xcel Energy | 85 | 13781 | IOU | OID2025512 | 18 | Solar |  |  | Interconnected | Minneapolis | Protected Data | Protected Data | Protected Data | Commercial | Solar* Rewards | 2014 | 2015 | n/a
Xcel Energy | 85 | 13781 | IOU | OID2025543 | 5.04 | Solar |  |  | Interconnected | Prior Lake | Protected Data | Protected Data | Protected Data | Residential | Solar* Rewards | 2014 | 2015 | n/a
Xcel Energy | 85 | 13781 | IOU | OID2025550 | 5.76 | Solar |  |  | Interconnected | Coon Rapids | Protected Data | Protected Data | Protected Data | Residential | Solar* Rewards | 2014 | 2015 | n/a
Xcel Energy | 85 | 13781 | IOU | OID2025762 | 16 | Solar |  |  | Interconnected | Minneapolis | Protected Data | Protected Data | Protected Data | Commercial | Made In MN | 2014 | 2014 | n/a
Xcel Energy | 85 | 13781 | IOU | OID2027588 | 1.68 | Solar |  |  | Interconnected | Saint Paul | Protected Data | Protected Data | Protected Data | Residential | Solar* Rewards | 2014 | 2015 | n/a
Xcel Energy | 85 | 13781 | IOU | OID2027707 | 2.5 | Solar |  |  | Interconnected | Minneapolis | Protected Data | Protected Data | Protected Data | Residential | Made In MN | 2014 | 2014 | n/a
Xcel Energy | 85 | 13781 | IOU | OID2028536 | 15 | Solar |  |  | Interconnected | Golden Valley | Protected Data | Protected Data | Protected Data | Commercial | Solar* Rewards | 2014 | 2015 | n/a
Xcel Energy | 85 | 13781 | IOU | OID2029040 | 10 | Solar |  |  | Interconnected | Saint Paul | Protected Data | Protected Data | Protected Data | Residential | Made In MN | 2014 | 2014 | n/a
Xcel Energy | 85 | 13781 | IOU | OID2029047 | 6 | Solar |  |  | Interconnected | Brooklyn Park | Protected Data | Protected Data | Protected Data | Residential | Made In MN | 2014 | 2014 | n/a
Xcel Energy | 85 | 13781 | IOU | OID2029537 | 3.6 | Solar |  |  | Interconnected | Eden Prairie | Protected Data | Protected Data | Protected Data | Residential | Solar* Rewards | 2014 | 2014 | n/a
Xcel Energy | 85 | 13781 | IOU | OID2029819 | 5 | Solar |  |  | Interconnected | Mound | Protected Data | Protected Data | Protected Data | Residential | Made In MN | 2014 | 2014 | n/a
Xcel Energy | 85 | 13781 | IOU | OID2030110 | 36 | Solar |  |  | Interconnected | Wayzata | Protected Data | Protected Data | Protected Data | Commercial | Made In MN | 2014 | 2014 | n/a
Xcel Energy | 85 | 13781 | IOU | OID2031030 | 3.5 | Solar |  |  | Interconnected | Saint Cloud | Protected Data | Protected Data | Protected Data | Residential | Made In MN | 2014 | 2014 | n/a
Xcel Energy | 85 | 13781 | IOU | OID2031063 | 3.5 | Solar |  |  | Interconnected | Sauk Rapids | Protected Data | Protected Data | Protected Data | Residential | Made In MN | 2014 | 2014 | n/a
Xcel Energy | 85 | 13781 | IOU | OID2039726 | 6 | Solar |  |  | Interconnected | Lake Elmo | Protected Data | Protected Data | Protected Data | Residential | Made In MN | 2014 | 2014 | n/a
Xcel Energy | 85 | 13781 | IOU | OID2039803 | 5.76 | Solar |  |  | Interconnected | Cologne | Protected Data | Protected Data | Protected Data | Commercial | Solar* Rewards | 2014 | 2015 | n/a
Xcel Energy | 85 | 13781 | IOU | OID2041224 | 9 | Solar |  |  | Interconnected | Kasota | Protected Data | Protected Data | Protected Data | Residential | Made In MN | 2014 | 2015 | n/a
Xcel Energy | 85 | 13781 | IOU | OID2041294 | 6 | Solar |  |  | Interconnected | Minneapolis | Protected Data | Protected Data | Protected Data | Residential | Made In MN | 2014 | 2014 | n/a
Xcel Energy | 85 | 13781 | IOU | OID2041300 | 320.32 | Solar |  |  | Interconnected | Faribault | Protected Data | Protected Data | Protected Data | Residential | Solar* Rewards | 2014 | 2014 | n/a
Xcel Energy | 85 | 13781 | IOU | OID2041424 | 6.24 | Solar |  |  | Interconnected | Albertville | Protected Data | Protected Data | Protected Data | Residential | Solar* Rewards | 2014 | 2015 | n/a
Xcel Energy | 85 | 13781 | IOU | OID2041823 | 10.8 | Solar |  |  | Interconnected | Saint Paul | Protected Data | Protected Data | Protected Data | Residential | Solar* Rewards | 2014 | 2014 | n/a
Xcel Energy | 85 | 13781 | IOU | OID2042710 | 3.36 | Solar |  |  | Interconnected | Mankato | Protected Data | Protected Data | Protected Data | Residential | Solar* Rewards | 2014 | 2015 | n/a
Xcel Energy | 85 | 13781 | IOU | OID2043639 | 5.28 | Solar |  |  | Interconnected | Cottage Grove | Protected Data | Protected Data | Protected Data | Residential | Solar* Rewards | 2014 | 2014 | n/a
Xcel Energy | 85 | 13781 | IOU | OID2043663 | 4.3 | Solar |  |  | Interconnected | Shoreview | Protected Data | Protected Data | Protected Data | Residential | Solar* Rewards | 2014 | 2014 | n/a
Xcel Energy | 85 | 13781 | IOU | OID2044107 | 36 | Solar |  |  | Interconnected | Waconia | Protected Data | Protected Data | Protected Data | Commercial | Made In MN | 2014 | 2014 | n/a
Xcel Energy | 85 | 13781 | IOU | OID2044562 | 36 | Solar |  |  | Interconnected | Becker | Protected Data | Protected Data | Protected Data | Commercial | Made In MN | 2014 | 2015 | n/a
Xcel Energy | 85 | 13781 | IOU | OID2044629 | 6 | Solar |  |  | Interconnected | Maple Grove | Protected Data | Protected Data | Protected Data | Residential | Solar* Rewards | 2014 | 2015 | n/a
Xcel Energy | 85 | 13781 | IOU | OID2044860 | 5 | Solar |  |  | Interconnected | Minneapolis | Protected Data | Protected Data | Protected Data | Residential | Made In MN | 2014 | 2014 | n/a
Xcel Energy | 85 | 13781 | IOU | OID2045171 | 20.02 | Solar |  |  | Interconnected | Montevideo | Protected Data | Protected Data | Protected Data | Residential | Solar* Rewards | 2014 | 2015 | n/a
Xcel Energy | 85 | 13781 | IOU | OID2045232 | 36 | Solar |  |  | Interconnected | Eagan | Protected Data | Protected Data | Protected Data | Commercial | Made In MN | 2014 | 2014 | n/a
Xcel Energy | 85 | 13781 | IOU | OID2045245 | 36 | Solar |  |  | Interconnected | Rockford | Protected Data | Protected Data | Protected Data | Commercial | Made In MN | 2014 | 2014 | n/a
Xcel Energy | 85 | 13781 | IOU | OID2045765 | 3.5 | Solar |  |  | Interconnected | Saint Paul | Protected Data | Protected Data | Protected Data | Residential | Made In MN | 2014 | 2014 | n/a
Xcel Energy | 85 | 13781 | IOU | OID2045775 | 3.5 | Solar |  |  | Interconnected | Minneapolis | Protected Data | Protected Data | Protected Data | Residential | Made In MN | 2014 | 2014 | n/a
Xcel Energy | 85 | 13781 | IOU | OID2046384 | 3.36 | Solar |  |  | Interconnected | Plymouth | Protected Data | Protected Data | Protected Data | Residential | Solar* Rewards | 2014 | 2015 | n/a
Xcel Energy | 85 | 13781 | IOU | OID2046939 | 5 | Solar |  |  | Interconnected | Saint Paul | Protected Data | Protected Data | Protected Data | Residential | Made In MN | 2014 | 2014 | n/a
Xcel Energy | 85 | 13781 | IOU | OID2047438 | 18 | Solar |  |  | Interconnected | Zumbrota | Protected Data | Protected Data | Protected Data | Commercial | Made In MN | 2014 | 2015 | n/a
Xcel Energy | 85 | 13781 | IOU | OID2049452 | 2.1 | Solar |  |  | Interconnected | Champlin | Protected Data | Protected Data | Protected Data | Residential | Made In MN | 2014 | 2014 | n/a
Xcel Energy | 85 | 13781 | IOU | OID2049453 | 3.6 | Solar |  |  | Interconnected | Saint Paul | Protected Data | Protected Data | Protected Data | Residential | Made In MN | 2014 | 2014 | n/a
Xcel Energy | 85 | 13781 | IOU | OID2050289 | 2.4 | Solar |  |  | Interconnected | Shoreview | Protected Data | Protected Data | Protected Data | Residential | Made In MN | 2014 | 2014 | n/a
Xcel Energy | 85 | 13781 | IOU | OID2050334 | 36 | Solar |  |  | Interconnected | Annandale | Protected Data | Protected Data | Protected Data | Commercial | Made In MN | 2014 | 2015 | n/a
Xcel Energy | 85 | 13781 | IOU | OID2050338 | 36 | Solar |  |  | Interconnected | Annandale | Protected Data | Protected Data | Protected Data | Commercial | Made In MN | 2014 | 2015 | n/a
Xcel Energy | 85 | 13781 | IOU | OID2050352 | 36 | Solar |  |  | Interconnected | Holdingford | Protected Data | Protected Data | Protected Data | Commercial | Made In MN | 2014 | 2015 | n/a
Xcel Energy | 85 | 13781 | IOU | OID2050360 | 36 | Solar |  |  | Interconnected | Holdingford | Protected Data | Protected Data | Protected Data | Commercial | Made In MN | 2014 | 2015 | n/a
Xcel Energy | 85 | 13781 | IOU | OID2052748 | 8.5 | Solar |  |  | Interconnected | Minnetonka | Protected Data | Protected Data | Protected Data | Residential | Made In MN | 2014 | 2014 | n/a
Xcel Energy | 85 | 13781 | IOU | OID2052826 | 9 | Solar |  |  | Interconnected | Minneapolis | Protected Data | Protected Data | Protected Data | Residential | Made In MN | 2014 | 2014 | n/a
Xcel Energy | 85 | 13781 | IOU | OID2054075 | 6 | Solar |  |  | Interconnected | Minneapolis | Protected Data | Protected Data | Protected Data | Residential | Made In MN | 2014 | 2014 | n/a
Xcel Energy | 85 | 13781 | IOU | OID2054076 | 3.8 | Solar |  |  | Interconnected | New Brighton | Protected Data | Protected Data | Protected Data | Residential | Made In MN | 2014 | 2014 | n/a
Xcel Energy | 85 | 13781 | IOU | OID2054760 | 5 | Solar |  |  | Interconnected | Minneapolis | Protected Data | Protected Data | Protected Data | Residential | Made In MN | 2014 | 2014 | n/a
Xcel Energy | 85 | 13781 | IOU | OID2055591 | 10 | Solar |  |  | Interconnected | Minneapolis | Protected Data | Protected Data | Protected Data | Residential | Made In MN | 2014 | 2014 | n/a
Xcel Energy | 85 | 13781 | IOU | OID2056742 | 36 | Solar |  |  | Interconnected | Belview | Protected Data | Protected Data | Protected Data | Commercial | Made In MN | 2014 | 2015 | n/a
Xcel Energy | 85 | 13781 | IOU | OID2057267 | 9 | Solar |  |  | Interconnected | Montrose | Protected Data | Protected Data | Protected Data | Residential | Made In MN | 2014 | 2015 | n/a
Xcel Energy | 85 | 13781 | IOU | OID2058346 | 36 | Solar |  |  | Interconnected | Plymouth | Protected Data | Protected Data | Protected Data | Commercial | Made In MN | 2014 | 2014 | n/a
Xcel Energy | 85 | 13781 | IOU | OID2058359 | 7 | Solar |  |  | Interconnected | Saint Cloud | Protected Data | Protected Data | Protected Data | Residential | Made In MN | 2014 | 2015 | n/a
Xcel Energy | 85 | 13781 | IOU | OID2058373 | 9 | Solar |  |  | Interconnected | Waconia | Protected Data | Protected Data | Protected Data | Commercial | Made In MN | 2014 | 2015 | n/a
Xcel Energy | 85 | 13781 | IOU | OID2059023 | 17.28 | Solar |  |  | Interconnected | Victoria | Protected Data | Protected Data | Protected Data | Commercial | Solar* Rewards | 2014 | 2015 | n/a
Xcel Energy | 85 | 13781 | IOU | OID2059025 | 10.5 | Solar |  |  | Interconnected | Pine Island | Protected Data | Protected Data | Protected Data | Residential | Made In MN | 2014 | 2014 | n/a
Xcel Energy | 85 | 13781 | IOU | OID2059268 | 5.28 | Solar |  |  | Interconnected | Woodbury | Protected Data | Protected Data | Protected Data | Residential | Solar* Rewards | 2014 | 2015 | n/a
Xcel Energy | 85 | 13781 | IOU | OID2060541 | 7 | Solar |  |  | Interconnected | Crystal | Protected Data | Protected Data | Protected Data | Residential | Made In MN | 2014 | 2014 | n/a
Xcel Energy | 85 | 13781 | IOU | OID2063696 | 9 | Solar |  |  | Interconnected | Stillwater | Protected Data | Protected Data | Protected Data | Residential | Made In MN | 2014 | 2014 | n/a
Xcel Energy | 85 | 13781 | IOU | OID2063864 | 2.5 | Solar |  |  | Interconnected | Saint Paul | Protected Data | Protected Data | Protected Data | Residential | Made In MN | 2014 | 2014 | n/a
Xcel Energy | 85 | 13781 | IOU | OID2064156 | 19 | Solar |  |  | Interconnected | Tyler | Protected Data | Protected Data | Protected Data | Residential | Solar* Rewards | 2014 | 2015 | n/a
Xcel Energy | 85 | 13781 | IOU | OID2068021 | 4.56 | Solar |  |  | Interconnected | Rogers | Protected Data | Protected Data | Protected Data | Residential | Solar* Rewards | 2014 | 2015 | n/a
Xcel Energy | 85 | 13781 | IOU | OID2068025 | 18 | Solar |  |  | Interconnected | New Hope | Protected Data | Protected Data | Protected Data | Commercial | Solar* Rewards | 2014 | 2015 | n/a
Xcel Energy | 85 | 13781 | IOU | OID2071435 | 7.2 | Solar |  |  | Interconnected | Cold Spring | Protected Data | Protected Data | Protected Data | Residential | Solar* Rewards | 2014 | 2015 | n/a
Xcel Energy | 85 | 13781 | IOU | OID2072080 | 10.01 | Solar |  |  | Interconnected | Cottage Grove | Protected Data | Protected Data | Protected Data | Residential | Solar* Rewards | 2014 | 2016 | n/a
Xcel Energy | 85 | 13781 | IOU | OID2073149 | 20 | Solar |  |  | Interconnected | Altura | Protected Data | Protected Data | Protected Data | Residential | Solar* Rewards | 2014 | 2015 | n/a
Xcel Energy | 85 | 13781 | IOU | OID2075283 | 3.12 | Solar |  |  | Interconnected | Saint Paul | Protected Data | Protected Data | Protected Data | Residential | Solar* Rewards | 2014 | 2015 | n/a
Xcel Energy | 85 | 13781 | IOU | OID2075587 | 10 | Solar |  |  | Interconnected | Northfield | Protected Data | Protected Data | Protected Data | Residential | Solar* Rewards | 2014 | 2014 | n/a
Xcel Energy | 85 | 13781 | IOU | OID2075837 | 10 | Solar |  |  | Interconnected | Winona | Protected Data | Protected Data | Protected Data | Residential | Made In MN | 2014 | 2014 | n/a
Xcel Energy | 85 | 13781 | IOU | OID2076392 | 16 | Solar |  |  | Interconnected | Hopkins | Protected Data | Protected Data | Protected Data | Commercial | Solar* Rewards | 2014 | 2014 | n/a
Xcel Energy | 85 | 13781 | IOU | OID2076718 | 3.5 | Solar |  |  | Interconnected | Minneapolis | Protected Data | Protected Data | Protected Data | Residential | Made In MN | 2014 | 2014 | n/a
Xcel Energy | 85 | 13781 | IOU | OID2076853 | 14 | Solar |  |  | Interconnected | Belgrade | Protected Data | Protected Data | Protected Data | Residential | Solar* Rewards | 2014 | 2016 | n/a
Xcel Energy | 85 | 13781 | IOU | OID2077438 | 8.16 | Solar |  |  | Interconnected | Eden Prairie | Protected Data | Protected Data | Protected Data | Residential | Solar* Rewards | 2014 | 2015 | n/a
Xcel Energy | 85 | 13781 | IOU | OID2077786 | 4.8 | Solar |  |  | Interconnected | Mankato | Protected Data | Protected Data | Protected Data | Residential | Solar* Rewards | 2014 | 2015 | n/a
Xcel Energy | 85 | 13781 | IOU | OID2079150 | 9 | Solar |  |  | Interconnected | Paynesville | Protected Data | Protected Data | Protected Data | Residential | Made In MN | 2014 | 2014 | n/a
Xcel Energy | 85 | 13781 | IOU | OID2080183 | 6 | Solar |  |  | Interconnected | Cottage Grove | Protected Data | Protected Data | Protected Data | Residential | Made In MN | 2014 | 2014 | n/a
Xcel Energy | 85 | 13781 | IOU | OID2081254 | 2.4 | Solar |  |  | Interconnected | West Saint Paul | Protected Data | Protected Data | Protected Data | Residential | Solar* Rewards | 2014 | 2015 | n/a
Xcel Energy | 85 | 13781 | IOU | OID2082149 | 12 | Solar |  |  | Interconnected | Eden Prairie | Protected Data | Protected Data | Protected Data | Residential | Solar* Rewards | 2014 | 2014 | n/a
Xcel Energy | 85 | 13781 | IOU | OID2082224 | 9.5 | Solar |  |  | Interconnected | Bloomington | Protected Data | Protected Data | Protected Data | Residential | Made In MN | 2014 | 2014 | n/a
Xcel Energy | 85 | 13781 | IOU | OID2082263 | 9.36 | Solar |  |  | Interconnected | Northfield | Protected Data | Protected Data | Protected Data | Residential | Solar* Rewards | 2014 | 2015 | n/a
Xcel Energy | 85 | 13781 | IOU | OID2085548 | 7 | Solar |  |  | Interconnected | Roseville | Protected Data | Protected Data | Protected Data | Residential | Made In MN | 2014 | 2015 | n/a
Xcel Energy | 85 | 13781 | IOU | OID2087994 | 3.8 | Solar |  |  | Interconnected | Minneapolis | Protected Data | Protected Data | Protected Data | Residential | Made In MN | 2014 | 2014 | n/a
Xcel Energy | 85 | 13781 | IOU | OID2088347 | 2.5 | Solar |  |  | Interconnected | Sleepy Eye | Protected Data | Protected Data | Protected Data | Commercial | Made In MN | 2014 | 2015 | n/a
Xcel Energy | 85 | 13781 | IOU | OID2089091 | 5.52 | Solar |  |  | Interconnected | Eden Prairie | Protected Data | Protected Data | Protected Data | Residential | Solar* Rewards | 2014 | 2015 | n/a
Xcel Energy | 85 | 13781 | IOU | OID2089311 | 10 | Solar |  |  | Interconnected | Hatfield | Protected Data | Protected Data | Protected Data | Residential | Made In MN | 2014 | 2014 | n/a
Xcel Energy | 85 | 13781 | IOU | OID2090351 | 20 | Solar |  |  | Interconnected | Claremont | Protected Data | Protected Data | Protected Data | Residential | Solar* Rewards | 2014 | 2015 | n/a
Xcel Energy | 85 | 13781 | IOU | OID2094731 | 7.44 | Solar |  |  | Interconnected | Cannon Falls | Protected Data | Protected Data | Protected Data | Residential | Solar* Rewards | 2014 | 2015 | n/a
Xcel Energy | 85 | 13781 | IOU | OID2095334 | 5.52 | Solar |  |  | Interconnected | Saint Paul | Protected Data | Protected Data | Protected Data | Residential | Solar* Rewards | 2014 | 2015 | n/a
Xcel Energy | 85 | 13781 | IOU | OID2095405 | 5.04 | Solar |  |  | Interconnected | Saint Paul | Protected Data | Protected Data | Protected Data | Residential | Solar* Rewards | 2014 | 2015 | n/a
Xcel Energy | 85 | 13781 | IOU | OID2096216 | 3.36 | Solar |  |  | Interconnected | Northfield | Protected Data | Protected Data | Protected Data | Residential | Solar* Rewards | 2014 | 2015 | n/a
Xcel Energy | 85 | 13781 | IOU | OID2096654 | 3.5 | Solar |  |  | Interconnected | Winona | Protected Data | Protected Data | Protected Data | Residential | Made In MN | 2014 | 2015 | n/a
Xcel Energy | 85 | 13781 | IOU | OID2096881 | 10.01 | Solar |  |  | Interconnected | Cold Spring | Protected Data | Protected Data | Protected Data | Residential | Made In MN | 2014 | 2015 | n/a
Xcel Energy | 85 | 13781 | IOU | OID2097034 | 1.92 | Solar |  |  | Interconnected | Shorewood | Protected Data | Protected Data | Protected Data | Residential | Solar* Rewards | 2014 | 2015 | n/a
Xcel Energy | 85 | 13781 | IOU | OID2097301 | 7.5 | Solar |  |  | Interconnected | Maple Plain | Protected Data | Protected Data | Protected Data | Residential | Made In MN | 2014 | 2015 | n/a
Xcel Energy | 85 | 13781 | IOU | OID2098859 | 36 | Solar |  |  | Interconnected | Minneapolis | Protected Data | Protected Data | Protected Data | Commercial | Made In MN | 2014 | 2014 | n/a
Xcel Energy | 85 | 13781 | IOU | OID2099237 | 36 | Solar |  |  | Interconnected | Woodbury | Protected Data | Protected Data | Protected Data | Commercial | Made In MN | 2014 | 2015 | n/a
Xcel Energy | 85 | 13781 | IOU | OID2100470 | 7 | Solar |  |  | Interconnected | Red Wing | Protected Data | Protected Data | Protected Data | Residential | Made In MN | 2014 | 2015 | n/a
Xcel Energy | 85 | 13781 | IOU | OID2100498 | 2.58 | Solar |  |  | Interconnected | Saint Paul | Protected Data | Protected Data | Protected Data | Residential | Solar* Rewards | 2014 | 2015 | n/a
Xcel Energy | 85 | 13781 | IOU | OID2100908 | 11.52 | Solar |  |  | Interconnected | Lake City | Protected Data | Protected Data | Protected Data | Residential | Solar* Rewards | 2014 | 2015 | n/a
Xcel Energy | 85 | 13781 | IOU | OID2101025 | 9 | Solar |  |  | Interconnected | Wabasha | Protected Data | Protected Data | Protected Data | Residential | Made In MN | 2014 | 2015 | n/a
Xcel Energy | 85 | 13781 | IOU | OID2101026 | 9 | Solar |  |  | Interconnected | Pine Island | Protected Data | Protected Data | Protected Data | Residential | Made In MN | 2014 | 2015 | n/a
Xcel Energy | 85 | 13781 | IOU | OID2101027 | 9.5 | Solar |  |  | Interconnected | Stillwater | Protected Data | Protected Data | Protected Data | Residential | Made In MN | 2014 | 2014 | n/a
Xcel Energy | 85 | 13781 | IOU | OID2102123 | 36 | Solar |  |  | Interconnected | Watkins | Protected Data | Protected Data | Protected Data | Commercial | Made In MN | 2014 | 2015 | n/a
Xcel Energy | 85 | 13781 | IOU | OID2102671 | 7.5 | Solar |  |  | Interconnected | Saint Paul | Protected Data | Protected Data | Protected Data | Commercial | Made In MN | 2014 | 2015 | n/a
Xcel Energy | 85 | 13781 | IOU | OID2107908 | 6 | Solar |  |  | Interconnected | Saint Clair | Protected Data | Protected Data | Protected Data | Residential | Solar* Rewards | 2014 | 2015 | n/a
Xcel Energy | 85 | 13781 | IOU | OID2110221 | 5 | Solar |  |  | Interconnected | Vadnais Heights | Protected Data | Protected Data | Protected Data | Residential | Solar* Rewards | 2014 | 2015 | n/a
Xcel Energy | 85 | 13781 | IOU | OID2110489 | 5.375 | Solar |  |  | Interconnected | Bloomington | Protected Data | Protected Data | Protected Data | Residential | Solar* Rewards | 2014 | 2015 | n/a
Xcel Energy | 85 | 13781 | IOU | OID2111271 | 600 | Solar |  |  | Interconnected | Minneapolis | Protected Data | Protected Data | Protected Data | Commercial | Made In MN | 2014 | 2015 | n/a
Xcel Energy | 85 | 13781 | IOU | OID2112537 | 7.74 | Solar |  |  | Interconnected | Taylors Falls | Protected Data | Protected Data | Protected Data | Residential | Made In MN | 2014 | 2014 | n/a
Xcel Energy | 85 | 13781 | IOU | OID2116968 | 7.5 | Solar |  |  | Interconnected | Bloomington | Protected Data | Protected Data | Protected Data | Residential | Made In MN | 2014 | 2014 | n/a
Xcel Energy | 85 | 13781 | IOU | OID2118884 | 6 | Solar |  |  | Interconnected | Saint Paul Park | Protected Data | Protected Data | Protected Data | Residential | Solar* Rewards | 2014 | 2015 | n/a
Xcel Energy | 85 | 13781 | IOU | OID2124283 | 10 | Solar |  |  | Interconnected | Mankato | Protected Data | Protected Data | Protected Data | Residential | Solar* Rewards | 2014 | 2015 | n/a
Xcel Energy | 85 | 13781 | IOU | OID2137372 | 20 | Solar |  |  | Interconnected | Minneapolis | Protected Data | Protected Data | Protected Data | Commercial | Solar* Rewards | 2014 | 2015 | n/a
Xcel Energy | 85 | 13781 | IOU | OID2137384 | 20 | Solar |  |  | Interconnected | Saint Paul | Protected Data | Protected Data | Protected Data | Commercial | Solar* Rewards | 2014 | 2016 | n/a
Xcel Energy | 85 | 13781 | IOU | OID2137387 | 20 | Solar |  |  | Interconnected | Saint Cloud | Protected Data | Protected Data | Protected Data | Commercial | Solar* Rewards | 2014 | 2016 | n/a
Xcel Energy | 85 | 13781 | IOU | OID2160662 | 18 | Solar |  |  | Interconnected | Osseo | Protected Data | Protected Data | Protected Data | Commercial | Solar* Rewards | 2014 | 2015 | n/a
Xcel Energy | 85 | 13781 | IOU | OID2160663 | 18 | Solar |  |  | Interconnected | Rogers | Protected Data | Protected Data | Protected Data | Commercial | Solar* Rewards | 2014 | 2015 | n/a
Xcel Energy | 85 | 13781 | IOU | OID2228097 | 7.5 | Solar |  |  | Interconnected | Saint Paul | Protected Data | Protected Data | Protected Data | Residential | Solar* Rewards | 2015 | 2015 | n/a
Xcel Energy | 85 | 13781 | IOU | OID2228743 | 2.4 | Solar |  |  | Interconnected | Minneapolis | Protected Data | Protected Data | Protected Data | Residential | Solar* Rewards | 2015 | 2015 | n/a
Xcel Energy | 85 | 13781 | IOU | OID2228749 | 36 | Solar |  |  | Interconnected | Plymouth | Protected Data | Protected Data | Protected Data | Commercial | Made In MN | 2015 | 2017 | n/a
Xcel Energy | 85 | 13781 | IOU | OID2240754 | 7.63 | Solar |  |  | Interconnected | Brooklyn Park | Protected Data | Protected Data | Protected Data | Residential | Solar* Rewards | 2015 | 2015 | n/a
Xcel Energy | 85 | 13781 | IOU | OID2241384 | 18 | Solar |  |  | Interconnected | Maple Grove | Protected Data | Protected Data | Protected Data | Commercial | Solar* Rewards | 2015 | 2015 | n/a
Xcel Energy | 85 | 13781 | IOU | OID2245941 | 11 | Solar |  |  | Interconnected | Lakeville | Protected Data | Protected Data | Protected Data | Residential | Solar* Rewards | 2015 | 2015 | n/a
Xcel Energy | 85 | 13781 | IOU | OID2248976 | 36 | Solar |  |  | Interconnected | Lester Prairie | Protected Data | Protected Data | Protected Data | Commercial | Made In MN | 2015 | 2015 | n/a
Xcel Energy | 85 | 13781 | IOU | OID2249464 | 30 | Solar |  |  | Interconnected | Northfield | Protected Data | Protected Data | Protected Data | Commercial | Made In MN | 2015 | 2015 | n/a
Xcel Energy | 85 | 13781 | IOU | OID2249909 | 7.63 | Solar |  |  | Interconnected | Roseville | Protected Data | Protected Data | Protected Data | Residential | Solar* Rewards | 2015 | 2015 | n/a
Xcel Energy | 85 | 13781 | IOU | OID2249965 | 36 | Solar |  |  | Interconnected | Waconia | Protected Data | Protected Data | Protected Data | Commercial | Made In MN | 2015 | 2015 | n/a
Xcel Energy | 85 | 13781 | IOU | OID2250984 | 36 | Solar |  |  | Interconnected | Maple Grove | Protected Data | Protected Data | Protected Data | Commercial | Made In MN | 2015 | 2015 | n/a
Xcel Energy | 85 | 13781 | IOU | OID2251178 | 20 | Solar |  |  | Interconnected | Gibbon | Protected Data | Protected Data | Protected Data | Residential | Solar* Rewards | 2015 | 2015 | n/a
Xcel Energy | 85 | 13781 | IOU | OID2251280 | 4 | Solar |  |  | Interconnected | Wabasha | Protected Data | Protected Data | Protected Data | Residential | Solar* Rewards | 2015 | 2015 | n/a
Xcel Energy | 85 | 13781 | IOU | OID2251406 | 11.39 | Solar |  |  | Interconnected | Shoreview | Protected Data | Protected Data | Protected Data | Residential | Solar* Rewards | 2015 | 2015 | n/a
Xcel Energy | 85 | 13781 | IOU | OID2252060 | 30 | Solar |  |  | Interconnected | Minneapolis | Protected Data | Protected Data | Protected Data | Commercial | Made In MN | 2015 | 2015 | n/a
Xcel Energy | 85 | 13781 | IOU | OID2252108 | 6 | Solar |  |  | Interconnected | Minneapolis | Protected Data | Protected Data | Protected Data | Residential | Made In MN | 2015 | 2015 | n/a
Xcel Energy | 85 | 13781 | IOU | OID2253388 | 9 | Solar |  |  | Interconnected | Rollingstone | Protected Data | Protected Data | Protected Data | Residential | Made In MN | 2015 | 2016 | n/a
Xcel Energy | 85 | 13781 | IOU | OID2254065 | 36 | Solar |  |  | Interconnected | Annandale | Protected Data | Protected Data | Protected Data | Commercial | Made In MN | 2015 | 2015 | n/a
Xcel Energy | 85 | 13781 | IOU | OID2254280 | 6 | Solar |  |  | Interconnected | Minneapolis | Protected Data | Protected Data | Protected Data | Residential | Made In MN | 2015 | 2015 | n/a
Xcel Energy | 85 | 13781 | IOU | OID2255131 | 36 | Solar |  |  | Interconnected | Mankato | Protected Data | Protected Data | Protected Data | Commercial | Made In MN | 2015 | 2015 | n/a
Xcel Energy | 85 | 13781 | IOU | OID2255387 | 7 | Solar |  |  | Interconnected | Long Lake | Protected Data | Protected Data | Protected Data | Residential | Made In MN | 2015 | 2015 | n/a
Xcel Energy | 85 | 13781 | IOU | OID2255704 | 3 | Solar |  |  | Interconnected | Minneapolis | Protected Data | Protected Data | Protected Data | Residential | Made In MN | 2015 | 2015 | n/a
Xcel Energy | 85 | 13781 | IOU | OID2255781 | 6 | Solar |  |  | Interconnected | Minneapolis | Protected Data | Protected Data | Protected Data | Residential | Made In MN | 2015 | 2015 | n/a
Xcel Energy | 85 | 13781 | IOU | OID2255804 | 3 | Solar |  |  | Interconnected | Minneapolis | Protected Data | Protected Data | Protected Data | Commercial | Made In MN | 2015 | 2015 | n/a
Xcel Energy | 85 | 13781 | IOU | OID2255838 | 7.5 | Solar |  |  | Interconnected | Stillwater | Protected Data | Protected Data | Protected Data | Residential | Made In MN | 2015 | 2015 | n/a
Xcel Energy | 85 | 13781 | IOU | OID2255879 | 8 | Solar |  |  | Interconnected | New Brighton | Protected Data | Protected Data | Protected Data | Residential | Made In MN | 2015 | 2015 | n/a
Xcel Energy | 85 | 13781 | IOU | OID2255895 | 7.5 | Solar |  |  | Interconnected | Minneapolis | Protected Data | Protected Data | Protected Data | Residential | Made In MN | 2015 | 2015 | n/a
Xcel Energy | 85 | 13781 | IOU | OID2255915 | 3 | Solar |  |  | Interconnected | Minneapolis | Protected Data | Protected Data | Protected Data | Residential | Made In MN | 2015 | 2015 | n/a
Xcel Energy | 85 | 13781 | IOU | OID2255944 | 6 | Solar |  |  | Interconnected | Scandia | Protected Data | Protected Data | Protected Data | Residential | Made In MN | 2015 | 2015 | n/a
Xcel Energy | 85 | 13781 | IOU | OID2255980 | 3 | Solar |  |  | Interconnected | Minneapolis | Protected Data | Protected Data | Protected Data | Residential | Made In MN | 2015 | 2015 | n/a
Xcel Energy | 85 | 13781 | IOU | OID2255994 | 9 | Solar |  |  | Interconnected | Bloomington | Protected Data | Protected Data | Protected Data | Residential | Made In MN | 2015 | 2015 | n/a
Xcel Energy | 85 | 13781 | IOU | OID2256001 | 8.4 | Solar |  |  | Interconnected | Watertown | Protected Data | Protected Data | Protected Data | Residential | Made In MN | 2015 | 2015 | n/a
Xcel Energy | 85 | 13781 | IOU | OID2256101 | 9 | Solar |  |  | Interconnected | Saint Cloud | Protected Data | Protected Data | Protected Data | Residential | Made In MN | 2015 | 2015 | n/a
Xcel Energy | 85 | 13781 | IOU | OID2256129 | 9 | Solar |  |  | Interconnected | Faribault | Protected Data | Protected Data | Protected Data | Residential | Made In MN | 2015 | 2015 | n/a
Xcel Energy | 85 | 13781 | IOU | OID2256137 | 6 | Solar |  |  | Interconnected | Saint Paul | Protected Data | Protected Data | Protected Data | Residential | Made In MN | 2015 | 2015 | n/a
Xcel Energy | 85 | 13781 | IOU | OID2256195 | 3 | Solar |  |  | Interconnected | Saint Paul | Protected Data | Protected Data | Protected Data | Residential | Made In MN | 2015 | 2015 | n/a
Xcel Energy | 85 | 13781 | IOU | OID2256211 | 10 | Solar |  |  | Interconnected | Lino Lakes | Protected Data | Protected Data | Protected Data | Residential | Made In MN | 2015 | 2015 | n/a
Xcel Energy | 85 | 13781 | IOU | OID2256227 | 9 | Solar |  |  | Interconnected | Cottage Grove | Protected Data | Protected Data | Protected Data | Residential | Made In MN | 2015 | 2015 | n/a
Xcel Energy | 85 | 13781 | IOU | OID2256291 | 9 | Solar |  |  | Interconnected | Stillwater | Protected Data | Protected Data | Protected Data | Residential | Made In MN | 2015 | 2015 | n/a
Xcel Energy | 85 | 13781 | IOU | OID2256308 | 5 | Solar |  |  | Interconnected | Saint Paul | Protected Data | Protected Data | Protected Data | Residential | Made In MN | 2015 | 2015 | n/a
Xcel Energy | 85 | 13781 | IOU | OID2256371 | 6 | Solar |  |  | Interconnected | Cold Spring | Protected Data | Protected Data | Protected Data | Residential | Made In MN | 2015 | 2015 | n/a
Xcel Energy | 85 | 13781 | IOU | OID2256667 | 7.5 | Solar |  |  | Interconnected | Sartell | Protected Data | Protected Data | Protected Data | Residential | Made In MN | 2015 | 2015 | n/a
Xcel Energy | 85 | 13781 | IOU | OID2257263 | 23.4 | Solar |  |  | Interconnected | Minneapolis | Protected Data | Protected Data | Protected Data | Commercial | Made In MN | 2015 | 2015 | n/a
Xcel Energy | 85 | 13781 | IOU | OID2257268 | 10.5 | Solar |  |  | Interconnected | Falcon Heights | Protected Data | Protected Data | Protected Data | Residential | Made In MN | 2015 | 2015 | n/a
Xcel Energy | 85 | 13781 | IOU | OID2257424 | 3 | Solar |  |  | Interconnected | Madison Lake | Protected Data | Protected Data | Protected Data | Residential | Made In MN | 2015 | 2015 | n/a
Xcel Energy | 85 | 13781 | IOU | OID2258321 | 3.36 | Solar |  |  | Interconnected | Minneapolis | Protected Data | Protected Data | Protected Data | Residential | Solar* Rewards | 2015 | 2015 | n/a
Xcel Energy | 85 | 13781 | IOU | OID2260705 | 12 | Solar |  |  | Interconnected | White Bear Lake | Protected Data | Protected Data | Protected Data | Residential | Made In MN | 2015 | 2015 | n/a
Xcel Energy | 85 | 13781 | IOU | OID2260770 | 6 | Solar |  |  | Interconnected | Northfield | Protected Data | Protected Data | Protected Data | Residential | Solar* Rewards | 2015 | 2015 | n/a
Xcel Energy | 85 | 13781 | IOU | OID2260772 | 4.8 | Solar |  |  | Interconnected | New Brighton | Protected Data | Protected Data | Protected Data | Residential | Solar* Rewards | 2015 | 2015 | n/a
Xcel Energy | 85 | 13781 | IOU | OID2260834 | 5 | Solar |  |  | Interconnected | Montrose | Protected Data | Protected Data | Protected Data | Residential | Solar* Rewards | 2015 | 2015 | n/a
Xcel Energy | 85 | 13781 | IOU | OID2260838 | 7.63 | Solar |  |  | Interconnected | Gaylord | Protected Data | Protected Data | Protected Data | Commercial | Solar* Rewards | 2015 | 2016 | n/a
Xcel Energy | 85 | 13781 | IOU | OID2260846 | 18 | Solar |  |  | Interconnected | Saint Paul | Protected Data | Protected Data | Protected Data | Commercial | Solar* Rewards | 2015 | 2016 | n/a
Xcel Energy | 85 | 13781 | IOU | OID2261348 | 10.56 | Solar |  |  | Interconnected | Centerville | Protected Data | Protected Data | Protected Data | Residential | Solar* Rewards | 2015 | 2015 | n/a
Xcel Energy | 85 | 13781 | IOU | OID2261539 | 3.8 | Solar |  |  | Interconnected | Oakdale | Protected Data | Protected Data | Protected Data | Residential | Solar* Rewards | 2015 | 2015 | n/a
Xcel Energy | 85 | 13781 | IOU | OID2262185 | 7.63 | Solar |  |  | Interconnected | Minneapolis | Protected Data | Protected Data | Protected Data | Residential | Solar* Rewards | 2015 | 2015 | n/a
Xcel Energy | 85 | 13781 | IOU | OID2262355 | 7.63 | Solar |  |  | Interconnected | Saint Paul | Protected Data | Protected Data | Protected Data | Residential | Made In MN | 2015 | 2015 | n/a
Xcel Energy | 85 | 13781 | IOU | OID2262586 | 3.8 | Solar |  |  | Interconnected | Minneapolis | Protected Data | Protected Data | Protected Data | Residential | Made In MN | 2015 | 2015 | n/a
Xcel Energy | 85 | 13781 | IOU | OID2262613 | 5.3 | Solar |  |  | Interconnected | Roseville | Protected Data | Protected Data | Protected Data | Residential | Solar* Rewards | 2015 | 2015 | n/a
Xcel Energy | 85 | 13781 | IOU | OID2262626 | 5.76 | Solar |  |  | Interconnected | Saint Paul | Protected Data | Protected Data | Protected Data | Residential | Made In MN | 2015 | 2015 | n/a
Xcel Energy | 85 | 13781 | IOU | OID2262790 | 10.01 | Solar |  |  | Interconnected | Minneapolis | Protected Data | Protected Data | Protected Data | Residential | Solar* Rewards | 2015 | 2015 | n/a
Xcel Energy | 85 | 13781 | IOU | OID2264083 | 18 | Solar |  |  | Interconnected | Minneapolis | Protected Data | Protected Data | Protected Data | Commercial | Solar* Rewards | 2015 | 2015 | n/a
Xcel Energy | 85 | 13781 | IOU | OID2264099 | 6 | Solar |  |  | Interconnected | Lake Elmo | Protected Data | Protected Data | Protected Data | Residential | Made In MN | 2015 | 2015 | n/a
Xcel Energy | 85 | 13781 | IOU | OID2265833 | 5 | Solar |  |  | Interconnected | Minneapolis | Protected Data | Protected Data | Protected Data | Residential | Solar* Rewards | 2015 | 2016 | n/a
Xcel Energy | 85 | 13781 | IOU | OID2265834 | 3.84 | Solar |  |  | Interconnected | Edina | Protected Data | Protected Data | Protected Data | Residential | Solar* Rewards | 2015 | 2015 | n/a
Xcel Energy | 85 | 13781 | IOU | OID2265888 | 9 | Solar |  |  | Interconnected | Minnesota City | Protected Data | Protected Data | Protected Data | Residential | Solar* Rewards | 2015 | 2015 | n/a
Xcel Energy | 85 | 13781 | IOU | OID2265975 | 8.4 | Solar |  |  | Interconnected | Afton | Protected Data | Protected Data | Protected Data | Residential | Made In MN | 2015 | 2015 | n/a
Xcel Energy | 85 | 13781 | IOU | OID2266024 | 4.8 | Solar |  |  | Interconnected | Minneapolis | Protected Data | Protected Data | Protected Data | Residential | Made In MN | 2015 | 2015 | n/a
Xcel Energy | 85 | 13781 | IOU | OID2266032 | 10 | Solar |  |  | Interconnected | Silver Lake | Protected Data | Protected Data | Protected Data | Residential | Solar* Rewards | 2015 | 2016 | n/a
Xcel Energy | 85 | 13781 | IOU | OID2266276 | 18 | Solar |  |  | Interconnected | Eden Prairie | Protected Data | Protected Data | Protected Data | Commercial | Made In MN | 2015 | 2015 | n/a
Xcel Energy | 85 | 13781 | IOU | OID2266844 | 3.8 | Solar |  |  | Interconnected | Northfield | Protected Data | Protected Data | Protected Data | Residential | Solar* Rewards | 2015 | 2015 | n/a
Xcel Energy | 85 | 13781 | IOU | OID2267010 | 1.44 | Solar |  |  | Interconnected | Minneapolis | Protected Data | Protected Data | Protected Data | Residential | Solar* Rewards | 2015 | 2016 | n/a
Xcel Energy | 85 | 13781 | IOU | OID2267274 | 5 | Solar |  |  | Interconnected | Saint Paul | Protected Data | Protected Data | Protected Data | Residential | Solar* Rewards | 2015 | 2015 | n/a
Xcel Energy | 85 | 13781 | IOU | OID2267279 | 6 | Solar |  |  | Interconnected | Saint Paul | Protected Data | Protected Data | Protected Data | Residential | Solar* Rewards | 2015 | 2015 | n/a
Xcel Energy | 85 | 13781 | IOU | OID2268275 | 5 | Solar |  |  | Interconnected | Stillwater | Protected Data | Protected Data | Protected Data | Residential | Solar* Rewards | 2015 | 2016 | n/a
Xcel Energy | 85 | 13781 | IOU | OID2269249 | 5 | Solar |  |  | Interconnected | Northfield | Protected Data | Protected Data | Protected Data | Residential | Solar* Rewards | 2015 | 2015 | n/a
Xcel Energy | 85 | 13781 | IOU | OID2269253 | 7.63 | Solar |  |  | Interconnected | Northfield | Protected Data | Protected Data | Protected Data | Residential | Solar* Rewards | 2015 | 2015 | n/a
Xcel Energy | 85 | 13781 | IOU | OID2269771 | 5.28 | Solar |  |  | Interconnected | Minneapolis | Protected Data | Protected Data | Protected Data | Residential | Made In MN | 2015 | 2015 | n/a
Xcel Energy | 85 | 13781 | IOU | OID2270425 | 3.6 | Solar |  |  | Interconnected | Bloomington | Protected Data | Protected Data | Protected Data | Residential | Made In MN | 2015 | 2015 | n/a
Xcel Energy | 85 | 13781 | IOU | OID2270470 | 10.01 | Solar |  |  | Interconnected | Minneapolis | Protected Data | Protected Data | Protected Data | Residential | Made In MN | 2015 | 2015 | n/a
Xcel Energy | 85 | 13781 | IOU | OID2270472 | 5 | Solar |  |  | Interconnected | Brooklyn Center | Protected Data | Protected Data | Protected Data | Residential | Made In MN | 2015 | 2015 | n/a
Xcel Energy | 85 | 13781 | IOU | OID2270473 | 5 | Solar |  |  | Interconnected | Minneapolis | Protected Data | Protected Data | Protected Data | Residential | Made In MN | 2015 | 2015 | n/a
Xcel Energy | 85 | 13781 | IOU | OID2270474 | 10.01 | Solar |  |  | Interconnected | Roseville | Protected Data | Protected Data | Protected Data | Residential | Made In MN | 2015 | 2015 | n/a
Xcel Energy | 85 | 13781 | IOU | OID2270475 | 7.63 | Solar |  |  | Interconnected | Minnetonka | Protected Data | Protected Data | Protected Data | Residential | Made In MN | 2015 | 2015 | n/a
Xcel Energy | 85 | 13781 | IOU | OID2270476 | 10.5 | Solar |  |  | Interconnected | Brooklyn Center | Protected Data | Protected Data | Protected Data | Residential | Made In MN | 2015 | 2015 | n/a
Xcel Energy | 85 | 13781 | IOU | OID2270477 | 10.5 | Solar |  |  | Interconnected | Lakeville | Protected Data | Protected Data | Protected Data | Residential | Made In MN | 2015 | 2015 | n/a
Xcel Energy | 85 | 13781 | IOU | OID2270699 | 3 | Solar |  |  | Interconnected | Minneapolis | Protected Data | Protected Data | Protected Data | Residential | Made In MN | 2015 | 2015 | n/a
Xcel Energy | 85 | 13781 | IOU | OID2270844 | 3.8 | Solar |  |  | Interconnected | Eden Prairie | Protected Data | Protected Data | Protected Data | Residential | Solar* Rewards | 2015 | 2015 | n/a
Xcel Energy | 85 | 13781 | IOU | OID2270859 | 0.24 | Solar |  |  | Interconnected | Wayzata | Protected Data | Protected Data | Protected Data | Residential | Made In MN | 2015 | 2015 | n/a
Xcel Energy | 85 | 13781 | IOU | OID2271023 | 10.01 | Solar |  |  | Interconnected | Hastings | Protected Data | Protected Data | Protected Data | Residential | Made In MN | 2015 | 2015 | n/a
Xcel Energy | 85 | 13781 | IOU | OID2271045 | 5 | Solar |  |  | Interconnected | Minneapolis | Protected Data | Protected Data | Protected Data | Residential | Made In MN | 2015 | 2015 | n/a
Xcel Energy | 85 | 13781 | IOU | OID2271048 | 17.28 | Solar |  |  | Interconnected | Center City | Protected Data | Protected Data | Protected Data | Residential | Solar* Rewards | 2015 | 2015 | n/a
Xcel Energy | 85 | 13781 | IOU | OID2271459 | 5.6 | Solar |  |  | Interconnected | Faribault | Protected Data | Protected Data | Protected Data | Commercial | Made In MN | 2015 | 2016 | n/a
Xcel Energy | 85 | 13781 | IOU | OID2271878 | 8.4 | Solar |  |  | Interconnected | Holland | Protected Data | Protected Data | Protected Data | Residential | Made In MN | 2015 | 2015 | n/a
Xcel Energy | 85 | 13781 | IOU | OID2271999 | 36 | Solar |  |  | Interconnected | Holland | Protected Data | Protected Data | Protected Data | Commercial | Made In MN | 2015 | 2015 | n/a
Xcel Energy | 85 | 13781 | IOU | OID2272843 | 9.93 | Solar |  |  | Interconnected | Plymouth | Protected Data | Protected Data | Protected Data | Residential | Solar* Rewards | 2015 | 2015 | n/a
Xcel Energy | 85 | 13781 | IOU | OID2273389 | 15.26 | Solar |  |  | Interconnected | Byron | Protected Data | Protected Data | Protected Data | Residential | Solar* Rewards | 2015 | 2015 | n/a
Xcel Energy | 85 | 13781 | IOU | OID2273462 | 10.01 | Solar |  |  | Interconnected | Stillwater | Protected Data | Protected Data | Protected Data | Residential | Made In MN | 2015 | 2015 | n/a
Xcel Energy | 85 | 13781 | IOU | OID2273469 | 5.04 | Solar |  |  | Interconnected | Forest Lake | Protected Data | Protected Data | Protected Data | Residential | Made In MN | 2015 | 2015 | n/a
Xcel Energy | 85 | 13781 | IOU | OID2273551 | 10.01 | Solar |  |  | Interconnected | Saint Cloud | Protected Data | Protected Data | Protected Data | Residential | Solar* Rewards | 2015 | 2015 | n/a
Xcel Energy | 85 | 13781 | IOU | OID2273564 | 7.63 | Solar |  |  | Interconnected | Northfield | Protected Data | Protected Data | Protected Data | Residential | Made In MN | 2015 | 2015 | n/a
Xcel Energy | 85 | 13781 | IOU | OID2273578 | 10.01 | Solar |  |  | Interconnected | Roseville | Protected Data | Protected Data | Protected Data | Residential | Made In MN | 2015 | 2015 | n/a
Xcel Energy | 85 | 13781 | IOU | OID2273590 | 10 | Solar |  |  | Interconnected | Northfield | Protected Data | Protected Data | Protected Data | Residential | Made In MN | 2015 | 2015 | n/a
Xcel Energy | 85 | 13781 | IOU | OID2273598 | 5.76 | Solar |  |  | Interconnected | Columbia Heights | Protected Data | Protected Data | Protected Data | Residential | Made In MN | 2015 | 2015 | n/a
Xcel Energy | 85 | 13781 | IOU | OID2273870 | 4.32 | Solar |  |  | Interconnected | Stillwater | Protected Data | Protected Data | Protected Data | Residential | Made In MN | 2015 | 2015 | n/a
Xcel Energy | 85 | 13781 | IOU | OID2275178 | 2.88 | Solar |  |  | Interconnected | Saint Paul | Protected Data | Protected Data | Protected Data | Residential | Made In MN | 2015 | 2015 | n/a
Xcel Energy | 85 | 13781 | IOU | OID2275246 | 5 | Solar |  |  | Interconnected | Saint Paul | Protected Data | Protected Data | Protected Data | Residential | Solar* Rewards | 2015 | 2015 | n/a
Xcel Energy | 85 | 13781 | IOU | OID2275279 | 3.36 | Solar |  |  | Interconnected | Saint Paul | Protected Data | Protected Data | Protected Data | Residential | Made In MN | 2015 | 2015 | n/a
Xcel Energy | 85 | 13781 | IOU | OID2276013 | 6 | Solar |  |  | Interconnected | Mahtomedi | Protected Data | Protected Data | Protected Data | Residential | Made In MN | 2015 | 2015 | n/a
Xcel Energy | 85 | 13781 | IOU | OID2276502 | 7 | Solar |  |  | Interconnected | Lake Elmo | Protected Data | Protected Data | Protected Data | Residential | Made In MN | 2015 | 2015 | n/a
Xcel Energy | 85 | 13781 | IOU | OID2277531 | 213.64 | Solar |  |  | Interconnected | Chisago City | Protected Data | Protected Data | Protected Data | Residential | Solar* Rewards | 2015 | 2015 | n/a
Xcel Energy | 85 | 13781 | IOU | OID2277625 | 10.01 | Solar |  |  | Interconnected | Mantorville | Protected Data | Protected Data | Protected Data | Residential | Made In MN | 2015 | 2015 | n/a
Xcel Energy | 85 | 13781 | IOU | OID2277635 | 3.8 | Solar |  |  | Interconnected | Saint Paul | Protected Data | Protected Data | Protected Data | Residential | Made In MN | 2015 | 2015 | n/a
Xcel Energy | 85 | 13781 | IOU | OID2277675 | 6.72 | Solar |  |  | Interconnected | Saint Anthony | Protected Data | Protected Data | Protected Data | Residential | Made In MN | 2015 | 2015 | n/a
Xcel Energy | 85 | 13781 | IOU | OID2278243 | 5.76 | Solar |  |  | Interconnected | Saint Cloud | Protected Data | Protected Data | Protected Data | Residential | Made In MN | 2015 | 2015 | n/a
Xcel Energy | 85 | 13781 | IOU | OID2278595 | 7.63 | Solar |  |  | Interconnected | Excelsior | Protected Data | Protected Data | Protected Data | Residential | Made In MN | 2015 | 2015 | n/a
Xcel Energy | 85 | 13781 | IOU | OID2278905 | 9.5 | Solar |  |  | Interconnected | Lake Elmo | Protected Data | Protected Data | Protected Data | Residential | Made In MN | 2015 | 2015 | n/a
Xcel Energy | 85 | 13781 | IOU | OID2279050 | 6 | Solar |  |  | Interconnected | Richfield | Protected Data | Protected Data | Protected Data | Residential | Made In MN | 2015 | 2015 | n/a
Xcel Energy | 85 | 13781 | IOU | OID2279135 | 9.5 | Solar |  |  | Interconnected | Roseville | Protected Data | Protected Data | Protected Data | Residential | Made In MN | 2015 | 2015 | n/a
Xcel Energy | 85 | 13781 | IOU | OID2279258 | 7.63 | Solar |  |  | Interconnected | White Bear Lake | Protected Data | Protected Data | Protected Data | Residential | Solar* Rewards | 2015 | 2015 | n/a
Xcel Energy | 85 | 13781 | IOU | OID2279780 | 11 | Solar |  |  | Interconnected | Plymouth | Protected Data | Protected Data | Protected Data | Residential | Made In MN | 2015 | 2015 | n/a
Xcel Energy | 85 | 13781 | IOU | OID2279817 | 12 | Solar |  |  | Interconnected | Northfield | Protected Data | Protected Data | Protected Data | Residential | Made In MN | 2015 | 2015 | n/a
Xcel Energy | 85 | 13781 | IOU | OID2281555 | 4.32 | Solar |  |  | Interconnected | Minnetonka | Protected Data | Protected Data | Protected Data | Residential | Solar* Rewards | 2015 | 2015 | n/a
Xcel Energy | 85 | 13781 | IOU | OID2281651 | 5 | Solar |  |  | Interconnected | Minneapolis | Protected Data | Protected Data | Protected Data | Residential | Made In MN | 2015 | 2015 | n/a
Xcel Energy | 85 | 13781 | IOU | OID2282385 | 5.04 | Solar |  |  | Interconnected | West Saint Paul | Protected Data | Protected Data | Protected Data | Residential | Made In MN | 2015 | 2015 | n/a
Xcel Energy | 85 | 13781 | IOU | OID2282485 | 5 | Solar |  |  | Interconnected | Saint Paul | Protected Data | Protected Data | Protected Data | Residential | Solar* Rewards | 2015 | 2015 | n/a
Xcel Energy | 85 | 13781 | IOU | OID2283135 | 8.64 | Solar |  |  | Interconnected | Annandale | Protected Data | Protected Data | Protected Data | Residential | Made In MN | 2015 | 2015 | n/a
Xcel Energy | 85 | 13781 | IOU | OID2283581 | 37.8 | Solar |  |  | Interconnected | Minneapolis | Protected Data | Protected Data | Protected Data | Commercial | Made In MN | 2015 | 2016 | n/a
Xcel Energy | 85 | 13781 | IOU | OID2283762 | 144 | Solar |  |  | Interconnected | Minneapolis | Protected Data | Protected Data | Protected Data | Residential | Made In MN | 2015 | 2015 | n/a
Xcel Energy | 85 | 13781 | IOU | OID2283775 | 18 | Solar |  |  | Interconnected | Spring Lake Park | Protected Data | Protected Data | Protected Data | Commercial | Made In MN | 2015 | 2015 | n/a
Xcel Energy | 85 | 13781 | IOU | OID2283798 | 10.01 | Solar |  |  | Interconnected | Excelsior | Protected Data | Protected Data | Protected Data | Residential | Made In MN | 2015 | 2015 | n/a
Xcel Energy | 85 | 13781 | IOU | OID2283911 | 7.63 | Solar |  |  | Interconnected | South Saint Paul | Protected Data | Protected Data | Protected Data | Residential | Made In MN | 2015 | 2015 | n/a
Xcel Energy | 85 | 13781 | IOU | OID2284001 | 36 | Solar |  |  | Interconnected | Minneapolis | Protected Data | Protected Data | Protected Data | Commercial | Made In MN | 2015 | 2015 | n/a
Xcel Energy | 85 | 13781 | IOU | OID2284049 | 36 | Solar |  |  | Interconnected | Minneapolis | Protected Data | Protected Data | Protected Data | Commercial | Made In MN | 2015 | 2015 | n/a
Xcel Energy | 85 | 13781 | IOU | OID2284056 | 36 | Solar |  |  | Interconnected | Minneapolis | Protected Data | Protected Data | Protected Data | Commercial | Made In MN | 2015 | 2016 | n/a
Xcel Energy | 85 | 13781 | IOU | OID2284064 | 39 | Solar |  |  | Interconnected | Minneapolis | Protected Data | Protected Data | Protected Data | Commercial | Made In MN | 2015 | 2015 | n/a
Xcel Energy | 85 | 13781 | IOU | OID2284069 | 36 | Solar |  |  | Interconnected | Minneapolis | Protected Data | Protected Data | Protected Data | Commercial | Made In MN | 2015 | 2015 | n/a
Xcel Energy | 85 | 13781 | IOU | OID2284083 | 37.8 | Solar |  |  | Interconnected | Minneapolis | Protected Data | Protected Data | Protected Data | Commercial | Made In MN | 2015 | 2015 | n/a
Xcel Energy | 85 | 13781 | IOU | OID2284090 | 10.01 | Solar |  |  | Interconnected | Lake Elmo | Protected Data | Protected Data | Protected Data | Residential | Made In MN | 2015 | 2015 | n/a
Xcel Energy | 85 | 13781 | IOU | OID2284091 | 10.01 | Solar |  |  | Interconnected | New Brighton | Protected Data | Protected Data | Protected Data | Residential | Made In MN | 2015 | 2015 | n/a
Xcel Energy | 85 | 13781 | IOU | OID2284095 | 6 | Solar |  |  | Interconnected | Hamburg | Protected Data | Protected Data | Protected Data | Residential | Made In MN | 2015 | 2015 | n/a
Xcel Energy | 85 | 13781 | IOU | OID2284097 | 5 | Solar |  |  | Interconnected | Elysian | Protected Data | Protected Data | Protected Data | Residential | Made In MN | 2015 | 2015 | n/a
Xcel Energy | 85 | 13781 | IOU | OID2284191 | 20 | Solar |  |  | Interconnected | Renville | Protected Data | Protected Data | Protected Data | Residential | Solar* Rewards | 2015 | 2015 | n/a
Xcel Energy | 85 | 13781 | IOU | OID2284205 | 11.39 | Solar |  |  | Interconnected | Hugo | Protected Data | Protected Data | Protected Data | Residential | Solar* Rewards | 2015 | 2015 | n/a
Xcel Energy | 85 | 13781 | IOU | OID2284210 | 6 | Solar |  |  | Interconnected | Edina | Protected Data | Protected Data | Protected Data | Residential | Solar* Rewards | 2015 | 2015 | n/a
Xcel Energy | 85 | 13781 | IOU | OID2284370 | 36 | Solar |  |  | Interconnected | Golden Valley | Protected Data | Protected Data | Protected Data | Commercial | Made In MN | 2015 | 2015 | n/a
Xcel Energy | 85 | 13781 | IOU | OID2284454 | 36 | Solar |  |  | Interconnected | Golden Valley | Protected Data | Protected Data | Protected Data | Commercial | Made In MN | 2015 | 2015 | n/a
Xcel Energy | 85 | 13781 | IOU | OID2284458 | 36 | Solar |  |  | Interconnected | Cottage Grove | Protected Data | Protected Data | Protected Data | Residential | Made In MN | 2015 | 2015 | n/a
Xcel Energy | 85 | 13781 | IOU | OID2284482 | 3.5 | Solar |  |  | Interconnected | Rogers | Protected Data | Protected Data | Protected Data | Commercial | Made In MN | 2015 | 2015 | n/a
Xcel Energy | 85 | 13781 | IOU | OID2284490 | 9 | Solar |  |  | Interconnected | Stillwater | Protected Data | Protected Data | Protected Data | Commercial | Made In MN | 2015 | 2015 | n/a
Xcel Energy | 85 | 13781 | IOU | OID2285038 | 6 | Solar |  |  | Interconnected | Northfield | Protected Data | Protected Data | Protected Data | Residential | Solar* Rewards | 2015 | 2015 | n/a
Xcel Energy | 85 | 13781 | IOU | OID2285714 | 8.4 | Solar |  |  | Interconnected | West Concord | Protected Data | Protected Data | Protected Data | Residential | Made In MN | 2015 | 2015 | n/a
Xcel Energy | 85 | 13781 | IOU | OID2285862 | 3.5 | Solar |  |  | Interconnected | Minneapolis | Protected Data | Protected Data | Protected Data | Residential | Made In MN | 2015 | 2015 | n/a
Xcel Energy | 85 | 13781 | IOU | OID2285905 | 2.88 | Solar |  |  | Interconnected | Saint Paul | Protected Data | Protected Data | Protected Data | Residential | Made In MN | 2015 | 2015 | n/a
Xcel Energy | 85 | 13781 | IOU | OID2285908 | 7.92 | Solar |  |  | Interconnected | Scandia | Protected Data | Protected Data | Protected Data | Residential | Made In MN | 2015 | 2015 | n/a
Xcel Energy | 85 | 13781 | IOU | OID2285912 | 6.48 | Solar |  |  | Interconnected | Minneapolis | Protected Data | Protected Data | Protected Data | Residential | Made In MN | 2015 | 2015 | n/a
Xcel Energy | 85 | 13781 | IOU | OID2285930 | 7.63 | Solar |  |  | Interconnected | Saint Paul | Protected Data | Protected Data | Protected Data | Residential | Made In MN | 2015 | 2015 | n/a
Xcel Energy | 85 | 13781 | IOU | OID2286053 | 10 | Solar |  |  | Interconnected | Mantorville | Protected Data | Protected Data | Protected Data | Residential | Made In MN | 2015 | 2015 | n/a
Xcel Energy | 85 | 13781 | IOU | OID2286080 | 10 | Solar |  |  | Interconnected | Pine Island | Protected Data | Protected Data | Protected Data | Residential | Made In MN | 2015 | 2015 | n/a
Xcel Energy | 85 | 13781 | IOU | OID2286111 | 10.01 | Solar |  |  | Interconnected | Brooklyn Park | Protected Data | Protected Data | Protected Data | Residential | Made In MN | 2015 | 2015 | n/a
Xcel Energy | 85 | 13781 | IOU | OID2286737 | 36 | Solar |  |  | Interconnected | Saint Cloud | Protected Data | Protected Data | Protected Data | Commercial | Made In MN | 2015 | 2017 | n/a
Xcel Energy | 85 | 13781 | IOU | OID2286785 | 7.63 | Solar |  |  | Interconnected | Cottage Grove | Protected Data | Protected Data | Protected Data | Residential | Made In MN | 2015 | 2015 | n/a
Xcel Energy | 85 | 13781 | IOU | OID2287205 | 5.5 | Solar |  |  | Interconnected | Winona | Protected Data | Protected Data | Protected Data | Residential | Solar* Rewards | 2015 | 2015 | n/a
Xcel Energy | 85 | 13781 | IOU | OID2287721 | 3.5 | Solar |  |  | Interconnected | Minneapolis | Protected Data | Protected Data | Protected Data | Commercial | Made In MN | 2015 | 2015 | n/a
Xcel Energy | 85 | 13781 | IOU | OID2287757 | 5.6 | Solar |  |  | Interconnected | Minneapolis | Protected Data | Protected Data | Protected Data | Commercial | Made In MN | 2015 | 2015 | n/a
Xcel Energy | 85 | 13781 | IOU | OID2287836 | 3 | Solar |  |  | Interconnected | Saint Paul | Protected Data | Protected Data | Protected Data | Residential | Solar* Rewards | 2015 | 2015 | n/a
Xcel Energy | 85 | 13781 | IOU | OID2288280 | 3.8 | Solar |  |  | Interconnected | Minneapolis | Protected Data | Protected Data | Protected Data | Residential | Solar* Rewards | 2015 | 2015 | n/a
Xcel Energy | 85 | 13781 | IOU | OID2289814 | 7.63 | Solar |  |  | Interconnected | Woodbury | Protected Data | Protected Data | Protected Data | Residential | Solar* Rewards | 2015 | 2015 | n/a
Xcel Energy | 85 | 13781 | IOU | OID2289877 | 3.5 | Solar |  |  | Interconnected | Woodbury | Protected Data | Protected Data | Protected Data | Residential | Made In MN | 2015 | 2015 | n/a
Xcel Energy | 85 | 13781 | IOU | OID2289900 | 10.01 | Solar |  |  | Interconnected | Stillwater | Protected Data | Protected Data | Protected Data | Residential | Made In MN | 2015 | 2015 | n/a
Xcel Energy | 85 | 13781 | IOU | OID2289974 | 8.64 | Solar |  |  | Interconnected | Eden Prairie | Protected Data | Protected Data | Protected Data | Residential | Made In MN | 2015 | 2015 | n/a
Xcel Energy | 85 | 13781 | IOU | OID2290049 | 4.08 | Solar |  |  | Interconnected | Northfield | Protected Data | Protected Data | Protected Data | Residential | Made In MN | 2015 | 2015 | n/a
Xcel Energy | 85 | 13781 | IOU | OID2290064 | 36 | Solar |  |  | Interconnected | Edina | Protected Data | Protected Data | Protected Data | Commercial | Made In MN | 2015 | 2015 | n/a
Xcel Energy | 85 | 13781 | IOU | OID2290070 | 5 | Solar |  |  | Interconnected | Shoreview | Protected Data | Protected Data | Protected Data | Residential | Made In MN | 2015 | 2015 | n/a
Xcel Energy | 85 | 13781 | IOU | OID2290073 | 7.63 | Solar |  |  | Interconnected | Minneapolis | Protected Data | Protected Data | Protected Data | Residential | Made In MN | 2015 | 2015 | n/a
Xcel Energy | 85 | 13781 | IOU | OID2290216 | 10.01 | Solar |  |  | Interconnected | Delano | Protected Data | Protected Data | Protected Data | Residential | Made In MN | 2015 | 2015 | n/a
Xcel Energy | 85 | 13781 | IOU | OID2290239 | 4.08 | Solar |  |  | Interconnected | Minneapolis | Protected Data | Protected Data | Protected Data | Residential | Solar* Rewards | 2015 | 2015 | n/a
Xcel Energy | 85 | 13781 | IOU | OID2290245 | 7 | Solar |  |  | Interconnected | Mounds View | Protected Data | Protected Data | Protected Data | Residential | Made In MN | 2015 | 2015 | n/a
Xcel Energy | 85 | 13781 | IOU | OID2290262 | 4.8 | Solar |  |  | Interconnected | Wayzata | Protected Data | Protected Data | Protected Data | Residential | Solar* Rewards | 2015 | 2015 | n/a
Xcel Energy | 85 | 13781 | IOU | OID2290266 | 7.63 | Solar |  |  | Interconnected | Saint Michael | Protected Data | Protected Data | Protected Data | Residential | Solar* Rewards | 2015 | 2015 | n/a
Xcel Energy | 85 | 13781 | IOU | OID2290284 | 3.36 | Solar |  |  | Interconnected | Minneapolis | Protected Data | Protected Data | Protected Data | Residential | Solar* Rewards | 2015 | 2016 | n/a
Xcel Energy | 85 | 13781 | IOU | OID2290286 | 36 | Solar |  |  | Interconnected | Saint Paul | Protected Data | Protected Data | Protected Data | Commercial | Made In MN | 2015 | 2015 | n/a
Xcel Energy | 85 | 13781 | IOU | OID2290293 | 3.5 | Solar |  |  | Interconnected | Saint Paul | Protected Data | Protected Data | Protected Data | Residential | Made In MN | 2015 | 2015 | n/a
Xcel Energy | 85 | 13781 | IOU | OID2290330 | 6 | Solar |  |  | Interconnected | Roseville | Protected Data | Protected Data | Protected Data | Residential | Made In MN | 2015 | 2015 | n/a
Xcel Energy | 85 | 13781 | IOU | OID2290331 | 3.6 | Solar |  |  | Interconnected | Minneapolis | Protected Data | Protected Data | Protected Data | Residential | Made In MN | 2015 | 2015 | n/a
Xcel Energy | 85 | 13781 | IOU | OID2290356 | 5 | Solar |  |  | Interconnected | Center City | Protected Data | Protected Data | Protected Data | Residential | Made In MN | 2015 | 2015 | n/a
Xcel Energy | 85 | 13781 | IOU | OID2290485 | 36 | Solar |  |  | Interconnected | Maple Grove | Protected Data | Protected Data | Protected Data | Commercial | Made In MN | 2015 | 2015 | n/a
Xcel Energy | 85 | 13781 | IOU | OID2291008 | 20 | Solar |  |  | Interconnected | Rogers | Protected Data | Protected Data | Protected Data | Commercial | Solar* Rewards | 2015 | 2016 | n/a
Xcel Energy | 85 | 13781 | IOU | OID2291257 | 4.56 | Solar |  |  | Interconnected | Saint Paul | Protected Data | Protected Data | Protected Data | Residential | Made In MN | 2015 | 2015 | n/a
Xcel Energy | 85 | 13781 | IOU | OID2292149 | 7.7 | Solar |  |  | Interconnected | Slayton | Protected Data | Protected Data | Protected Data | Residential | Solar* Rewards | 2015 | 2015 | n/a
Xcel Energy | 85 | 13781 | IOU | OID2292571 | 7.63 | Solar |  |  | Interconnected | Stillwater | Protected Data | Protected Data | Protected Data | Residential | Made In MN | 2015 | 2015 | n/a
Xcel Energy | 85 | 13781 | IOU | OID2292642 | 10.01 | Solar |  |  | Interconnected | Saint Paul | Protected Data | Protected Data | Protected Data | Residential | Made In MN | 2015 | 2015 | n/a
Xcel Energy | 85 | 13781 | IOU | OID2292676 | 4.32 | Solar |  |  | Interconnected | Wyoming | Protected Data | Protected Data | Protected Data | Residential | Made In MN | 2015 | 2015 | n/a
Xcel Energy | 85 | 13781 | IOU | OID2293195 | 4.8 | Solar |  |  | Interconnected | Saint Paul | Protected Data | Protected Data | Protected Data | Residential | Made In MN | 2015 | 2015 | n/a
Xcel Energy | 85 | 13781 | IOU | OID2293420 | 8.4 | Solar |  |  | Interconnected | Zumbro Falls | Protected Data | Protected Data | Protected Data | Commercial | Made In MN | 2015 | 2015 | n/a
Xcel Energy | 85 | 13781 | IOU | OID2293425 | 6.96 | Solar |  |  | Interconnected | Roseville | Protected Data | Protected Data | Protected Data | Residential | Made In MN | 2015 | 2015 | n/a
Xcel Energy | 85 | 13781 | IOU | OID2293436 | 10.01 | Solar |  |  | Interconnected | Northfield | Protected Data | Protected Data | Protected Data | Commercial | Solar* Rewards | 2015 | 2015 | n/a
Xcel Energy | 85 | 13781 | IOU | OID2293597 | 3.8 | Solar |  |  | Interconnected | Saint Paul | Protected Data | Protected Data | Protected Data | Residential | Made In MN | 2015 | 2015 | n/a
Xcel Energy | 85 | 13781 | IOU | OID2293607 | 6 | Solar |  |  | Interconnected | Minneapolis | Protected Data | Protected Data | Protected Data | Residential | Made In MN | 2015 | 2015 | n/a
Xcel Energy | 85 | 13781 | IOU | OID2293612 | 6 | Solar |  |  | Interconnected | Northfield | Protected Data | Protected Data | Protected Data | Residential | Solar* Rewards | 2015 | 2015 | n/a
Xcel Energy | 85 | 13781 | IOU | OID2293625 | 3.8 | Solar |  |  | Interconnected | Minneapolis | Protected Data | Protected Data | Protected Data | Residential | Made In MN | 2015 | 2015 | n/a
Xcel Energy | 85 | 13781 | IOU | OID2293630 | 6 | Solar |  |  | Interconnected | Saint Paul | Protected Data | Protected Data | Protected Data | Residential | Solar* Rewards | 2015 | 2015 | n/a
Xcel Energy | 85 | 13781 | IOU | OID2293633 | 6 | Solar |  |  | Interconnected | Minneapolis | Protected Data | Protected Data | Protected Data | Residential | Made In MN | 2015 | 2015 | n/a
Xcel Energy | 85 | 13781 | IOU | OID2293641 | 7.63 | Solar |  |  | Interconnected | Minnetonka | Protected Data | Protected Data | Protected Data | Residential | Solar* Rewards | 2015 | 2015 | n/a
Xcel Energy | 85 | 13781 | IOU | OID2293647 | 6 | Solar |  |  | Interconnected | Minneapolis | Protected Data | Protected Data | Protected Data | Residential | Made In MN | 2015 | 2015 | n/a
Xcel Energy | 85 | 13781 | IOU | OID2294009 | 5 | Solar |  |  | Interconnected | Minneapolis | Protected Data | Protected Data | Protected Data | Residential | Solar* Rewards | 2015 | 2015 | n/a
Xcel Energy | 85 | 13781 | IOU | OID2294012 | 3.8 | Solar |  |  | Interconnected | Minneapolis | Protected Data | Protected Data | Protected Data | Residential | Solar* Rewards | 2015 | 2015 | n/a
Xcel Energy | 85 | 13781 | IOU | OID2294016 | 7.63 | Solar |  |  | Interconnected | Saint Paul | Protected Data | Protected Data | Protected Data | Residential | Solar* Rewards | 2015 | 2015 | n/a
Xcel Energy | 85 | 13781 | IOU | OID2294168 | 4.08 | Solar |  |  | Interconnected | Edina | Protected Data | Protected Data | Protected Data | Residential | Made In MN | 2015 | 2015 | n/a
Xcel Energy | 85 | 13781 | IOU | OID2294190 | 2.4 | Solar |  |  | Interconnected | Inver Grove Heights | Protected Data | Protected Data | Protected Data | Residential | Made In MN | 2015 | 2015 | n/a
Xcel Energy | 85 | 13781 | IOU | OID2294509 | 6 | Solar |  |  | Interconnected | Northfield | Protected Data | Protected Data | Protected Data | Residential | Made In MN | 2015 | 2015 | n/a
Xcel Energy | 85 | 13781 | IOU | OID2294586 | 8.5 | Solar |  |  | Interconnected | Shoreview | Protected Data | Protected Data | Protected Data | Residential | Made In MN | 2015 | 2015 | n/a
Xcel Energy | 85 | 13781 | IOU | OID2294587 | 5 | Solar |  |  | Interconnected | Woodbury | Protected Data | Protected Data | Protected Data | Residential | Made In MN | 2015 | 2015 | n/a
Xcel Energy | 85 | 13781 | IOU | OID2294597 | 5 | Solar |  |  | Interconnected | Saint Paul | Protected Data | Protected Data | Protected Data | Residential | Solar* Rewards | 2015 | 2015 | n/a
Xcel Energy | 85 | 13781 | IOU | OID2294613 | 8.5 | Solar |  |  | Interconnected | Kellogg | Protected Data | Protected Data | Protected Data | Residential | Made In MN | 2015 | 2015 | n/a
Xcel Energy | 85 | 13781 | IOU | OID2294614 | 2.5 | Solar |  |  | Interconnected | Rogers | Protected Data | Protected Data | Protected Data | Commercial | Made In MN | 2015 | 2015 | n/a
Xcel Energy | 85 | 13781 | IOU | OID2294639 | 50 | Solar |  |  | Interconnected | Stillwater | Protected Data | Protected Data | Protected Data | Commercial | Made In MN | 2015 | 2015 | n/a
Xcel Energy | 85 | 13781 | IOU | OID2294643 | 7.56 | Solar |  |  | Interconnected | Eden Prairie | Protected Data | Protected Data | Protected Data | Residential | Made In MN | 2015 | 2015 | n/a
Xcel Energy | 85 | 13781 | IOU | OID2294689 | 34.99 | Solar |  |  | Interconnected | Saint Paul | Protected Data | Protected Data | Protected Data | Commercial | Made In MN | 2015 | 2016 | n/a
Xcel Energy | 85 | 13781 | IOU | OID2295347 | 6 | Solar |  |  | Interconnected | Minneapolis | Protected Data | Protected Data | Protected Data | Residential | Made In MN | 2015 | 2015 | n/a
Xcel Energy | 85 | 13781 | IOU | OID2295383 | 6 | Solar |  |  | Interconnected | Minneapolis | Protected Data | Protected Data | Protected Data | Residential | Made In MN | 2015 | 2015 | n/a
Xcel Energy | 85 | 13781 | IOU | OID2295387 | 10 | Solar |  |  | Interconnected | Richfield | Protected Data | Protected Data | Protected Data | Residential | Made In MN | 2015 | 2016 | n/a
Xcel Energy | 85 | 13781 | IOU | OID2296416 | 3 | Solar |  |  | Interconnected | Northfield | Protected Data | Protected Data | Protected Data | Residential | Solar* Rewards | 2015 | 2015 | n/a
Xcel Energy | 85 | 13781 | IOU | OID2296504 | 5.76 | Solar |  |  | Interconnected | Roseville | Protected Data | Protected Data | Protected Data | Residential | Made In MN | 2015 | 2015 | n/a
Xcel Energy | 85 | 13781 | IOU | OID2296548 | 3.8 | Solar |  |  | Interconnected | Northfield | Protected Data | Protected Data | Protected Data | Commercial | Made In MN | 2015 | 2015 | n/a
Xcel Energy | 85 | 13781 | IOU | OID2296664 | 9.5 | Solar |  |  | Interconnected | Wabasha | Protected Data | Protected Data | Protected Data | Residential | Made In MN | 2015 | 2015 | n/a
Xcel Energy | 85 | 13781 | IOU | OID2296711 | 5 | Solar |  |  | Interconnected | Minneapolis | Protected Data | Protected Data | Protected Data | Residential | Made In MN | 2015 | 2015 | n/a
Xcel Energy | 85 | 13781 | IOU | OID2296742 | 8 | Solar |  |  | Interconnected | Wabasha | Protected Data | Protected Data | Protected Data | Residential | Made In MN | 2015 | 2015 | n/a
Xcel Energy | 85 | 13781 | IOU | OID2296782 | 30 | Solar |  |  | Interconnected | Wabasha | Protected Data | Protected Data | Protected Data | Commercial | Made In MN | 2015 | 2016 | n/a
Xcel Energy | 85 | 13781 | IOU | OID2296791 | 12 | Solar |  |  | Interconnected | Kellogg | Protected Data | Protected Data | Protected Data | Residential | Made In MN | 2015 | 2015 | n/a
Xcel Energy | 85 | 13781 | IOU | OID2296861 | 5 | Solar |  |  | Interconnected | Minneapolis | Protected Data | Protected Data | Protected Data | Residential | Made In MN | 2015 | 2015 | n/a
Xcel Energy | 85 | 13781 | IOU | OID2296938 | 2.88 | Solar |  |  | Interconnected | South Saint Paul | Protected Data | Protected Data | Protected Data | Residential | Made In MN | 2015 | 2015 | n/a
Xcel Energy | 85 | 13781 | IOU | OID2296950 | 5.04 | Solar |  |  | Interconnected | Minneapolis | Protected Data | Protected Data | Protected Data | Residential | Made In MN | 2015 | 2015 | n/a
Xcel Energy | 85 | 13781 | IOU | OID2296962 | 6.72 | Solar |  |  | Interconnected | Champlin | Protected Data | Protected Data | Protected Data | Residential | Made In MN | 2015 | 2015 | n/a
Xcel Energy | 85 | 13781 | IOU | OID2297017 | 8.64 | Solar |  |  | Interconnected | Saint Paul | Protected Data | Protected Data | Protected Data | Residential | Solar* Rewards | 2015 | 2015 | n/a
Xcel Energy | 85 | 13781 | IOU | OID2297163 | 5 | Solar |  |  | Interconnected | Minneapolis | Protected Data | Protected Data | Protected Data | Residential | Made In MN | 2015 | 2015 | n/a
Xcel Energy | 85 | 13781 | IOU | OID2297219 | 23.99 | Solar |  |  | Interconnected | Slayton | Protected Data | Protected Data | Protected Data | Commercial | Made In MN | 2015 | 2015 | n/a
Xcel Energy | 85 | 13781 | IOU | OID2297275 | 4.32 | Solar |  |  | Interconnected | Bloomington | Protected Data | Protected Data | Protected Data | Residential | Made In MN | 2015 | 2015 | n/a
Xcel Energy | 85 | 13781 | IOU | OID2298621 | 3.5 | Solar |  |  | Interconnected | Lino Lakes | Protected Data | Protected Data | Protected Data | Residential | Solar* Rewards | 2015 | 2015 | n/a
Xcel Energy | 85 | 13781 | IOU | OID2299465 | 7.68 | Solar |  |  | Interconnected | Stillwater | Protected Data | Protected Data | Protected Data | Residential | Made In MN | 2015 | 2016 | n/a
Xcel Energy | 85 | 13781 | IOU | OID2299892 | 9 | Solar |  |  | Interconnected | Wabasha | Protected Data | Protected Data | Protected Data | Residential | Made In MN | 2015 | 2015 | n/a
Xcel Energy | 85 | 13781 | IOU | OID2300101 | 7.2 | Solar |  |  | Interconnected | Plymouth | Protected Data | Protected Data | Protected Data | Residential | Made In MN | 2015 | 2015 | n/a
Xcel Energy | 85 | 13781 | IOU | OID2300330 | 5 | Solar |  |  | Interconnected | Minneapolis | Protected Data | Protected Data | Protected Data | Residential | Made In MN | 2015 | 2015 | n/a
Xcel Energy | 85 | 13781 | IOU | OID2301728 | 3.8 | Solar |  |  | Interconnected | Saint Paul | Protected Data | Protected Data | Protected Data | Residential | Solar* Rewards | 2015 | 2015 | n/a
Xcel Energy | 85 | 13781 | IOU | OID2301736 | 4.5 | Solar |  |  | Interconnected | Minneapolis | Protected Data | Protected Data | Protected Data | Residential | Made In MN | 2015 | 2015 | n/a
Xcel Energy | 85 | 13781 | IOU | OID2301770 | 35.1 | Solar |  |  | Interconnected | Brooklyn Center | Protected Data | Protected Data | Protected Data | Commercial | Made In MN | 2015 | 2015 | n/a
Xcel Energy | 85 | 13781 | IOU | OID2301962 | 6 | Solar |  |  | Interconnected | Minneapolis | Protected Data | Protected Data | Protected Data | Residential | Made In MN | 2015 | 2015 | n/a
Xcel Energy | 85 | 13781 | IOU | OID2302031 | 37.8 | Solar |  |  | Interconnected | Minneapolis | Protected Data | Protected Data | Protected Data | Commercial | Made In MN | 2015 | 2016 | n/a
Xcel Energy | 85 | 13781 | IOU | OID2302061 | 8.64 | Solar |  |  | Interconnected | Bloomington | Protected Data | Protected Data | Protected Data | Residential | Made In MN | 2015 | 2015 | n/a
Xcel Energy | 85 | 13781 | IOU | OID2302100 | 30 | Solar |  |  | Interconnected | Saint Michael | Protected Data | Protected Data | Protected Data | Commercial | Made In MN | 2015 | 2015 | n/a
Xcel Energy | 85 | 13781 | IOU | OID2302123 | 31.2 | Solar |  |  | Interconnected | Lake Elmo | Protected Data | Protected Data | Protected Data | Commercial | Made In MN | 2015 | 2015 | n/a
Xcel Energy | 85 | 13781 | IOU | OID2302248 | 15.26 | Solar |  |  | Interconnected | Buffalo | Protected Data | Protected Data | Protected Data | Residential | Solar* Rewards | 2015 | 2015 | n/a
Xcel Energy | 85 | 13781 | IOU | OID2302252 | 1.92 | Solar |  |  | Interconnected | New Auburn | Protected Data | Protected Data | Protected Data | Residential | Solar* Rewards | 2015 | 2016 | n/a
Xcel Energy | 85 | 13781 | IOU | OID2302288 | 5.04 | Solar |  |  | Interconnected | Roseville | Protected Data | Protected Data | Protected Data | Residential | Made In MN | 2015 | 2015 | n/a
Xcel Energy | 85 | 13781 | IOU | OID2302404 | 6 | Solar |  |  | Interconnected | Wabasha | Protected Data | Protected Data | Protected Data | Commercial | Made In MN | 2015 | 2015 | n/a
Xcel Energy | 85 | 13781 | IOU | OID2302489 | 10.01 | Solar |  |  | Interconnected | Rollingstone | Protected Data | Protected Data | Protected Data | Residential | Made In MN | 2015 | 2015 | n/a
Xcel Energy | 85 | 13781 | IOU | OID2302535 | 5 | Solar |  |  | Interconnected | Minneapolis | Protected Data | Protected Data | Protected Data | Residential | Made In MN | 2015 | 2015 | n/a
Xcel Energy | 85 | 13781 | IOU | OID2302827 | 6 | Solar |  |  | Interconnected | Prior Lake | Protected Data | Protected Data | Protected Data | Residential | Made In MN | 2015 | 2015 | n/a
Xcel Energy | 85 | 13781 | IOU | OID2303525 | 8.4 | Solar |  |  | Interconnected | Lake City | Protected Data | Protected Data | Protected Data | Residential | Made In MN | 2015 | 2015 | n/a
Xcel Energy | 85 | 13781 | IOU | OID2303846 | 3.84 | Solar |  |  | Interconnected | Minneapolis | Protected Data | Protected Data | Protected Data | Residential | Made In MN | 2015 | 2015 | n/a
Xcel Energy | 85 | 13781 | IOU | OID2304038 | 9.93 | Solar |  |  | Interconnected | Zumbrota | Protected Data | Protected Data | Protected Data | Commercial | Made In MN | 2015 | 2015 | n/a
Xcel Energy | 85 | 13781 | IOU | OID2304046 | 4 | Solar |  |  | Interconnected | Wabasha | Protected Data | Protected Data | Protected Data | Commercial | Made In MN | 2015 | 2015 | n/a
Xcel Energy | 85 | 13781 | IOU | OID2304084 | 35.985 | Solar |  |  | Interconnected | Montevideo | Protected Data | Protected Data | Protected Data | Commercial | Made In MN | 2015 | 2016 | n/a
Xcel Energy | 85 | 13781 | IOU | OID2304098 | 3.8 | Solar |  |  | Interconnected | Northfield | Protected Data | Protected Data | Protected Data | Residential | Solar* Rewards | 2015 | 2015 | n/a
Xcel Energy | 85 | 13781 | IOU | OID2304110 | 8.5 | Solar |  |  | Interconnected | Wabasha | Protected Data | Protected Data | Protected Data | Residential | Made In MN | 2015 | 2015 | n/a
Xcel Energy | 85 | 13781 | IOU | OID2304127 | 4.56 | Solar |  |  | Interconnected | Minneapolis | Protected Data | Protected Data | Protected Data | Residential | Made In MN | 2015 | 2015 | n/a
Xcel Energy | 85 | 13781 | IOU | OID2304128 | 4.5 | Solar |  |  | Interconnected | Wabasha | Protected Data | Protected Data | Protected Data | Residential | Made In MN | 2015 | 2015 | n/a
Xcel Energy | 85 | 13781 | IOU | OID2304390 | 7.63 | Solar |  |  | Interconnected | Northfield | Protected Data | Protected Data | Protected Data | Residential | Made In MN | 2015 | 2015 | n/a
Xcel Energy | 85 | 13781 | IOU | OID2304407 | 10.01 | Solar |  |  | Interconnected | Stillwater | Protected Data | Protected Data | Protected Data | Residential | Made In MN | 2015 | 2015 | n/a
Xcel Energy | 85 | 13781 | IOU | OID2304714 | 10.01 | Solar |  |  | Interconnected | Hugo | Protected Data | Protected Data | Protected Data | Residential | Solar* Rewards | 2015 | 2015 | n/a
Xcel Energy | 85 | 13781 | IOU | OID2304929 | 18 | Solar |  |  | Interconnected | Saint Cloud | Protected Data | Protected Data | Protected Data | Commercial | Made In MN | 2015 | 2017 | n/a
Xcel Energy | 85 | 13781 | IOU | OID2305395 | 7.5 | Solar |  |  | Interconnected | Pipestone | Protected Data | Protected Data | Protected Data | Residential | Made In MN | 2015 | 2016 | n/a
Xcel Energy | 85 | 13781 | IOU | OID2305484 | 4.8 | Solar |  |  | Interconnected | Saint Paul | Protected Data | Protected Data | Protected Data | Residential | Made In MN | 2015 | 2015 | n/a
Xcel Energy | 85 | 13781 | IOU | OID2305518 | 6 | Solar |  |  | Interconnected | Faribault | Protected Data | Protected Data | Protected Data | Residential | Solar* Rewards | 2015 | 2016 | n/a
Xcel Energy | 85 | 13781 | IOU | OID2305748 | 37.8 | Solar |  |  | Interconnected | Minneapolis | Protected Data | Protected Data | Protected Data | Commercial | Made In MN | 2015 | 2016 | n/a
Xcel Energy | 85 | 13781 | IOU | OID2305789 | 5.04 | Solar |  |  | Interconnected | Inver Grove Heights | Protected Data | Protected Data | Protected Data | Residential | Made In MN | 2015 | 2015 | n/a
Xcel Energy | 85 | 13781 | IOU | OID2306287 | 5 | Solar |  |  | Interconnected | Northfield | Protected Data | Protected Data | Protected Data | Residential | Solar* Rewards | 2015 | 2015 | n/a
Xcel Energy | 85 | 13781 | IOU | OID2306302 | 6 | Solar |  |  | Interconnected | Morristown | Protected Data | Protected Data | Protected Data | Residential | Solar* Rewards | 2015 | 2015 | n/a
Xcel Energy | 85 | 13781 | IOU | OID2306342 | 3 | Solar |  |  | Interconnected | Northfield | Protected Data | Protected Data | Protected Data | Residential | Solar* Rewards | 2015 | 2015 | n/a
Xcel Energy | 85 | 13781 | IOU | OID2306412 | 7 | Solar |  |  | Interconnected | Saint Paul | Protected Data | Protected Data | Protected Data | Residential | Made In MN | 2015 | 2015 | n/a
Xcel Energy | 85 | 13781 | IOU | OID2306674 | 7.63 | Solar |  |  | Interconnected | Cottage Grove | Protected Data | Protected Data | Protected Data | Residential | Solar* Rewards | 2015 | 2015 | n/a
Xcel Energy | 85 | 13781 | IOU | OID2306680 | 4.8 | Solar |  |  | Interconnected | Minnetonka | Protected Data | Protected Data | Protected Data | Residential | Solar* Rewards | 2015 | 2015 | n/a
Xcel Energy | 85 | 13781 | IOU | OID2306711 | 10.08 | Solar |  |  | Interconnected | Wabasha | Protected Data | Protected Data | Protected Data | Residential | Solar* Rewards | 2015 | 2015 | n/a
Xcel Energy | 85 | 13781 | IOU | OID2306732 | 10.01 | Solar |  |  | Interconnected | Stillwater | Protected Data | Protected Data | Protected Data | Residential | Made In MN | 2015 | 2015 | n/a
Xcel Energy | 85 | 13781 | IOU | OID2307075 | 3.8 | Solar |  |  | Interconnected | Northfield | Protected Data | Protected Data | Protected Data | Residential | Solar* Rewards | 2015 | 2015 | n/a
Xcel Energy | 85 | 13781 | IOU | OID2307192 | 10.01 | Solar |  |  | Interconnected | Northfield | Protected Data | Protected Data | Protected Data | Residential | Solar* Rewards | 2015 | 2015 | n/a
Xcel Energy | 85 | 13781 | IOU | OID2307323 | 3.8 | Solar |  |  | Interconnected | New Brighton | Protected Data | Protected Data | Protected Data | Residential | Made In MN | 2015 | 2015 | n/a
Xcel Energy | 85 | 13781 | IOU | OID2307418 | 8.64 | Solar |  |  | Interconnected | Brooklyn Park | Protected Data | Protected Data | Protected Data | Residential | Made In MN | 2015 | 2015 | n/a
Xcel Energy | 85 | 13781 | IOU | OID2307477 | 3.36 | Solar |  |  | Interconnected | Minneapolis | Protected Data | Protected Data | Protected Data | Residential | Made In MN | 2015 | 2015 | n/a
Xcel Energy | 85 | 13781 | IOU | OID2307527 | 7.2 | Solar |  |  | Interconnected | Wayzata | Protected Data | Protected Data | Protected Data | Residential | Solar* Rewards | 2015 | 2015 | n/a
Xcel Energy | 85 | 13781 | IOU | OID2307641 | 5.5 | Solar |  |  | Interconnected | Winona | Protected Data | Protected Data | Protected Data | Residential | Made In MN | 2015 | 2015 | n/a
Xcel Energy | 85 | 13781 | IOU | OID2307731 | 8.64 | Solar |  |  | Interconnected | Stillwater | Protected Data | Protected Data | Protected Data | Residential | Made In MN | 2015 | 2016 | n/a
Xcel Energy | 85 | 13781 | IOU | OID2308093 | 8.5 | Solar |  |  | Interconnected | Wabasha | Protected Data | Protected Data | Protected Data | Residential | Made In MN | 2015 | 2015 | n/a
Xcel Energy | 85 | 13781 | IOU | OID2308183 | 3.84 | Solar |  |  | Interconnected | Minneapolis | Protected Data | Protected Data | Protected Data | Residential | Made In MN | 2015 | 2015 | n/a
Xcel Energy | 85 | 13781 | IOU | OID2308204 | 4.8 | Solar |  |  | Interconnected | Saint Anthony | Protected Data | Protected Data | Protected Data | Residential | Made In MN | 2015 | 2015 | n/a
Xcel Energy | 85 | 13781 | IOU | OID2308304 | 4.32 | Solar |  |  | Interconnected | Bloomington | Protected Data | Protected Data | Protected Data | Residential | Made In MN | 2015 | 2015 | n/a
Xcel Energy | 85 | 13781 | IOU | OID2308349 | 9 | Solar |  |  | Interconnected | Avon | Protected Data | Protected Data | Protected Data | Residential | Made In MN | 2015 | 2015 | n/a
Xcel Energy | 85 | 13781 | IOU | OID2308607 | 6 | Solar |  |  | Interconnected | Saint Paul | Protected Data | Protected Data | Protected Data | Residential | Made In MN | 2015 | 2015 | n/a
Xcel Energy | 85 | 13781 | IOU | OID2308766 | 9.03 | Solar |  |  | Interconnected | Dundas | Protected Data | Protected Data | Protected Data | Residential | Solar* Rewards | 2015 | 2016 | n/a
Xcel Energy | 85 | 13781 | IOU | OID2309114 | 6 | Solar |  |  | Interconnected | Minnesota City | Protected Data | Protected Data | Protected Data | Residential | Solar* Rewards | 2015 | 2015 | n/a
Xcel Energy | 85 | 13781 | IOU | OID2309439 | 10.01 | Solar |  |  | Interconnected | Northfield | Protected Data | Protected Data | Protected Data | Residential | Solar* Rewards | 2015 | 2015 | n/a
Xcel Energy | 85 | 13781 | IOU | OID2309452 | 8.64 | Solar |  |  | Interconnected | Wabasha | Protected Data | Protected Data | Protected Data | Residential | Made In MN | 2015 | 2015 | n/a
Xcel Energy | 85 | 13781 | IOU | OID2309456 | 10.01 | Solar |  |  | Interconnected | Northfield | Protected Data | Protected Data | Protected Data | Residential | Solar* Rewards | 2015 | 2015 | n/a
Xcel Energy | 85 | 13781 | IOU | OID2309460 | 1.92 | Solar |  |  | Interconnected | Champlin | Protected Data | Protected Data | Protected Data | Residential | Solar* Rewards | 2015 | 2015 | n/a
Xcel Energy | 85 | 13781 | IOU | OID2309467 | 10.01 | Solar |  |  | Interconnected | Renville | Protected Data | Protected Data | Protected Data | Residential | Made In MN | 2015 | 2015 | n/a
Xcel Energy | 85 | 13781 | IOU | OID2310024 | 10.01 | Solar |  |  | Interconnected | Faribault | Protected Data | Protected Data | Protected Data | Residential | Solar* Rewards | 2015 | 2015 | n/a
Xcel Energy | 85 | 13781 | IOU | OID2310133 | 5 | Solar |  |  | Interconnected | Winona | Protected Data | Protected Data | Protected Data | Residential | Made In MN | 2015 | 2015 | n/a
Xcel Energy | 85 | 13781 | IOU | OID2310940 | 10.01 | Solar |  |  | Interconnected | Lauderdale | Protected Data | Protected Data | Protected Data | Residential | Made In MN | 2015 | 2015 | n/a
Xcel Energy | 85 | 13781 | IOU | OID2311478 | 8.4 | Solar |  |  | Interconnected | Northfield | Protected Data | Protected Data | Protected Data | Residential | Made In MN | 2015 | 2015 | n/a
Xcel Energy | 85 | 13781 | IOU | OID2312088 | 5.04 | Solar |  |  | Interconnected | South Saint Paul | Protected Data | Protected Data | Protected Data | Residential | Made In MN | 2015 | 2015 | n/a
Xcel Energy | 85 | 13781 | IOU | OID2313349 | 10.01 | Solar |  |  | Interconnected | Wabasha | Protected Data | Protected Data | Protected Data | Residential | Made In MN | 2015 | 2015 | n/a
Xcel Energy | 85 | 13781 | IOU | OID2313658 | 20.02 | Solar |  |  | Interconnected | Red Wing | Protected Data | Protected Data | Protected Data | Commercial | Solar* Rewards | 2015 | 2015 | n/a
Xcel Energy | 85 | 13781 | IOU | OID2313687 | 20.02 | Solar |  |  | Interconnected | Lake City | Protected Data | Protected Data | Protected Data | Residential | Solar* Rewards | 2015 | 2015 | n/a
Xcel Energy | 85 | 13781 | IOU | OID2313733 | 36 | Solar |  |  | Interconnected | Maplewood | Protected Data | Protected Data | Protected Data | Commercial | Made In MN | 2015 | 2016 | n/a
Xcel Energy | 85 | 13781 | IOU | OID2313801 | 8.6 | Solar |  |  | Interconnected | Shoreview | Protected Data | Protected Data | Protected Data | Residential | Made In MN | 2015 | 2015 | n/a
Xcel Energy | 85 | 13781 | IOU | OID2313807 | 4.32 | Solar |  |  | Interconnected | Stillwater | Protected Data | Protected Data | Protected Data | Residential | Solar* Rewards | 2015 | 2015 | n/a
Xcel Energy | 85 | 13781 | IOU | OID2314108 | 10.01 | Solar |  |  | Interconnected | Chisago City | Protected Data | Protected Data | Protected Data | Residential | Made In MN | 2015 | 2015 | n/a
Xcel Energy | 85 | 13781 | IOU | OID2314345 | 10.01 | Solar |  |  | Interconnected | Maplewood | Protected Data | Protected Data | Protected Data | Residential | Made In MN | 2015 | 2015 | n/a
Xcel Energy | 85 | 13781 | IOU | OID2314538 | 5 | Solar |  |  | Interconnected | Minneapolis | Protected Data | Protected Data | Protected Data | Residential | Made In MN | 2015 | 2015 | n/a
Xcel Energy | 85 | 13781 | IOU | OID2314701 | 6 | Solar |  |  | Interconnected | Northfield | Protected Data | Protected Data | Protected Data | Residential | Solar* Rewards | 2015 | 2016 | n/a
Xcel Energy | 85 | 13781 | IOU | OID2314984 | 8.4 | Solar |  |  | Interconnected | Saint Paul | Protected Data | Protected Data | Protected Data | Residential | Made In MN | 2015 | 2015 | n/a
Xcel Energy | 85 | 13781 | IOU | OID2315087 | 10.01 | Solar |  |  | Interconnected | Wayzata | Protected Data | Protected Data | Protected Data | Residential | Made In MN | 2015 | 2016 | n/a
Xcel Energy | 85 | 13781 | IOU | OID2315469 | 11.2 | Solar |  |  | Interconnected | Saint Paul | Protected Data | Protected Data | Protected Data | Residential | Made In MN | 2015 | 2015 | n/a
Xcel Energy | 85 | 13781 | IOU | OID2315829 | 6 | Solar |  |  | Interconnected | Northfield | Protected Data | Protected Data | Protected Data | Residential | Solar* Rewards | 2015 | 2015 | n/a
Xcel Energy | 85 | 13781 | IOU | OID2316129 | 7.63 | Solar |  |  | Interconnected | Saint Paul | Protected Data | Protected Data | Protected Data | Residential | Solar* Rewards | 2015 | 2015 | n/a
Xcel Energy | 85 | 13781 | IOU | OID2316133 | 32.64 | Solar |  |  | Interconnected | Waite Park | Protected Data | Protected Data | Protected Data | Commercial | Made In MN | 2015 | 2016 | n/a
Xcel Energy | 85 | 13781 | IOU | OID2316155 | 8.64 | Solar |  |  | Interconnected | Brooklyn Park | Protected Data | Protected Data | Protected Data | Residential | Made In MN | 2015 | 2016 | n/a
Xcel Energy | 85 | 13781 | IOU | OID2316220 | 3.8 | Solar |  |  | Interconnected | Saint Paul | Protected Data | Protected Data | Protected Data | Residential | Made In MN | 2015 | 2015 | n/a
Xcel Energy | 85 | 13781 | IOU | OID2316415 | 9 | Solar |  |  | Interconnected | Arden Hills | Protected Data | Protected Data | Protected Data | Residential | Solar* Rewards | 2015 | 2016 | n/a
Xcel Energy | 85 | 13781 | IOU | OID2316688 | 5 | Solar |  |  | Interconnected | Winona | Protected Data | Protected Data | Protected Data | Residential | Made In MN | 2015 | 2015 | n/a
Xcel Energy | 85 | 13781 | IOU | OID2317314 | 5 | Solar |  |  | Interconnected | Minneapolis | Protected Data | Protected Data | Protected Data | Residential | Made In MN | 2015 | 2016 | n/a
Xcel Energy | 85 | 13781 | IOU | OID2317334 | 10.01 | Solar |  |  | Interconnected | Minnetonka | Protected Data | Protected Data | Protected Data | Residential | Made In MN | 2015 | 2016 | n/a
Xcel Energy | 85 | 13781 | IOU | OID2317444 | 6 | Solar |  |  | Interconnected | Saint Paul | Protected Data | Protected Data | Protected Data | Residential | Solar* Rewards | 2015 | 2015 | n/a
Xcel Energy | 85 | 13781 | IOU | OID2317771 | 19.5 | Solar |  |  | Interconnected | Becker | Protected Data | Protected Data | Protected Data | Commercial | Solar* Rewards | 2015 | 2015 | n/a
Xcel Energy | 85 | 13781 | IOU | OID2317924 | 10.01 | Solar |  |  | Interconnected | Rockford | Protected Data | Protected Data | Protected Data | Residential | Solar* Rewards | 2015 | 2015 | n/a
Xcel Energy | 85 | 13781 | IOU | OID2318201 | 6 | Solar |  |  | Interconnected | New Brighton | Protected Data | Protected Data | Protected Data | Residential | Solar* Rewards | 2015 | 2016 | n/a
Xcel Energy | 85 | 13781 | IOU | OID2318345 | 40 | Solar |  |  | Interconnected | Eden Prairie | Protected Data | Protected Data | Protected Data | Commercial | Made In MN | 2015 | 2015 | n/a
Xcel Energy | 85 | 13781 | IOU | OID2318684 | 10.01 | Solar |  |  | Interconnected | Northfield | Protected Data | Protected Data | Protected Data | Residential | Made In MN | 2015 | 2015 | n/a
Xcel Energy | 85 | 13781 | IOU | OID2318973 | 40 | Solar |  |  | Interconnected | Saint Paul | Protected Data | Protected Data | Protected Data | Commercial | Made In MN | 2015 | 2015 | n/a
Xcel Energy | 85 | 13781 | IOU | OID2318981 | 6 | Solar |  |  | Interconnected | Plymouth | Protected Data | Protected Data | Protected Data | Residential | Solar* Rewards | 2015 | 2016 | n/a
Xcel Energy | 85 | 13781 | IOU | OID2319978 | 7.5 | Solar |  |  | Interconnected | Minneapolis | Protected Data | Protected Data | Protected Data | Residential | Made In MN | 2015 | 2015 | n/a
Xcel Energy | 85 | 13781 | IOU | OID2321143 | 3.8 | Solar |  |  | Interconnected | Minneapolis | Protected Data | Protected Data | Protected Data | Residential | Made In MN | 2015 | 2015 | n/a
Xcel Energy | 85 | 13781 | IOU | OID2321203 | 18 | Solar |  |  | Interconnected | Mankato | Protected Data | Protected Data | Protected Data | Commercial | Solar* Rewards | 2015 | 2016 | n/a
Xcel Energy | 85 | 13781 | IOU | OID2321526 | 10.08 | Solar |  |  | Interconnected | Albany | Protected Data | Protected Data | Protected Data | Residential | Solar* Rewards | 2015 | 2016 | n/a
Xcel Energy | 85 | 13781 | IOU | OID2321587 | 8 | Solar |  |  | Interconnected | Minnetonka | Protected Data | Protected Data | Protected Data | Residential | Made In MN | 2015 | 2017 | n/a
Xcel Energy | 85 | 13781 | IOU | OID2321633 | 2.4 | Solar |  |  | Interconnected | Minneapolis | Protected Data | Protected Data | Protected Data | Residential | Solar* Rewards | 2015 | 2015 | n/a
Xcel Energy | 85 | 13781 | IOU | OID2322070 | 9.93 | Solar |  |  | Interconnected | Afton | Protected Data | Protected Data | Protected Data | Residential | Solar* Rewards | 2015 | 2016 | n/a
Xcel Energy | 85 | 13781 | IOU | OID2322148 | 7 | Solar |  |  | Interconnected | Wayzata | Protected Data | Protected Data | Protected Data | Residential | Made In MN | 2015 | 2016 | n/a
Xcel Energy | 85 | 13781 | IOU | OID2322151 | 6 | Solar |  |  | Interconnected | Stillwater | Protected Data | Protected Data | Protected Data | Residential | Made In MN | 2015 | 2018 | n/a
Xcel Energy | 85 | 13781 | IOU | OID2322174 | 5 | Solar |  |  | Interconnected | Minneapolis | Protected Data | Protected Data | Protected Data | Residential | Made In MN | 2015 | 2015 | n/a
Xcel Energy | 85 | 13781 | IOU | OID2322863 | 8.64 | Solar |  |  | Interconnected | Green Isle | Protected Data | Protected Data | Protected Data | Residential | Made In MN | 2015 | 2015 | n/a
Xcel Energy | 85 | 13781 | IOU | OID2322914 | 7.56 | Solar |  |  | Interconnected | Wayzata | Protected Data | Protected Data | Protected Data | Residential | Made In MN | 2015 | 2016 | n/a
Xcel Energy | 85 | 13781 | IOU | OID2323204 | 5 | Solar |  |  | Interconnected | New Brighton | Protected Data | Protected Data | Protected Data | Residential | Made In MN | 2015 | 2015 | n/a
Xcel Energy | 85 | 13781 | IOU | OID2323330 | 2.15 | Solar |  |  | Interconnected | Mankato | Protected Data | Protected Data | Protected Data | Residential | Solar* Rewards | 2015 | 2015 | n/a
Xcel Energy | 85 | 13781 | IOU | OID2323361 | 5 | Solar |  |  | Interconnected | Saint Paul | Protected Data | Protected Data | Protected Data | Residential | Solar* Rewards | 2015 | 2015 | n/a
Xcel Energy | 85 | 13781 | IOU | OID2324370 | 7.63 | Solar |  |  | Interconnected | Plymouth | Protected Data | Protected Data | Protected Data | Residential | Solar* Rewards | 2015 | 2015 | n/a
Xcel Energy | 85 | 13781 | IOU | OID2325588 | 20 | Solar |  |  | Interconnected | South Saint Paul | Protected Data | Protected Data | Protected Data | Commercial | Solar* Rewards | 2015 | 2016 | n/a
Xcel Energy | 85 | 13781 | IOU | OID2327649 | 10.01 | Solar |  |  | Interconnected | Saint Louis Park | Protected Data | Protected Data | Protected Data | Residential | Made In MN | 2015 | 2015 | n/a
Xcel Energy | 85 | 13781 | IOU | OID2327660 | 10.01 | Solar |  |  | Interconnected | Minneapolis | Protected Data | Protected Data | Protected Data | Residential | Made In MN | 2015 | 2016 | n/a
Xcel Energy | 85 | 13781 | IOU | OID2327960 | 3.8 | Solar |  |  | Interconnected | Maplewood | Protected Data | Protected Data | Protected Data | Residential | Made In MN | 2015 | 2015 | n/a
Xcel Energy | 85 | 13781 | IOU | OID2327968 | 7.63 | Solar |  |  | Interconnected | Clearwater | Protected Data | Protected Data | Protected Data | Residential | Made In MN | 2015 | 2015 | n/a
Xcel Energy | 85 | 13781 | IOU | OID2327990 | 6.48 | Solar |  |  | Interconnected | Minneapolis | Protected Data | Protected Data | Protected Data | Residential | Made In MN | 2015 | 2015 | n/a
Xcel Energy | 85 | 13781 | IOU | OID2328010 | 2.5 | Solar |  |  | Interconnected | Minneapolis | Protected Data | Protected Data | Protected Data | Residential | Made In MN | 2015 | 2015 | n/a
Xcel Energy | 85 | 13781 | IOU | OID2328015 | 2.88 | Solar |  |  | Interconnected | White Bear Lake | Protected Data | Protected Data | Protected Data | Residential | Made In MN | 2015 | 2015 | n/a
Xcel Energy | 85 | 13781 | IOU | OID2328088 | 6 | Solar |  |  | Interconnected | Faribault | Protected Data | Protected Data | Protected Data | Residential | Made In MN | 2015 | 2015 | n/a
Xcel Energy | 85 | 13781 | IOU | OID2328090 | 3.5 | Solar |  |  | Interconnected | Minneapolis | Protected Data | Protected Data | Protected Data | Residential | Made In MN | 2015 | 2015 | n/a
Xcel Energy | 85 | 13781 | IOU | OID2328293 | 6.8 | Solar |  |  | Interconnected | Minneapolis | Protected Data | Protected Data | Protected Data | Residential | Made In MN | 2015 | 2015 | n/a
Xcel Energy | 85 | 13781 | IOU | OID2329856 | 6 | Solar |  |  | Interconnected | Northfield | Protected Data | Protected Data | Protected Data | Residential | Solar* Rewards | 2015 | 2015 | n/a
Xcel Energy | 85 | 13781 | IOU | OID2330458 | 10.01 | Solar |  |  | Interconnected | Zumbrota | Protected Data | Protected Data | Protected Data | Residential | Solar* Rewards | 2015 | 2015 | n/a
Xcel Energy | 85 | 13781 | IOU | OID2330672 | 18 | Solar |  |  | Interconnected | Brooklyn Park | Protected Data | Protected Data | Protected Data | Commercial | Solar* Rewards | 2015 | 2016 | n/a
Xcel Energy | 85 | 13781 | IOU | OID2330918 | 6.88 | Solar |  |  | Interconnected | New Brighton | Protected Data | Protected Data | Protected Data | Residential | Solar* Rewards | 2015 | 2015 | n/a
Xcel Energy | 85 | 13781 | IOU | OID2331240 | 7.63 | Solar |  |  | Interconnected | Roseville | Protected Data | Protected Data | Protected Data | Residential | Solar* Rewards | 2015 | 2016 | n/a
Xcel Energy | 85 | 13781 | IOU | OID2331253 | 3 | Solar |  |  | Interconnected | Saint Paul | Protected Data | Protected Data | Protected Data | Residential | Solar* Rewards | 2015 | 2016 | n/a
Xcel Energy | 85 | 13781 | IOU | OID2331385 | 4.8 | Solar |  |  | Interconnected | Minneapolis | Protected Data | Protected Data | Protected Data | Residential | Made In MN | 2015 | 2015 | n/a
Xcel Energy | 85 | 13781 | IOU | OID2331412 | 10.01 | Solar |  |  | Interconnected | Saint Paul | Protected Data | Protected Data | Protected Data | Residential | Solar* Rewards | 2015 | 2016 | n/a
Xcel Energy | 85 | 13781 | IOU | OID2331729 | 4 | Solar |  |  | Interconnected | Winona | Protected Data | Protected Data | Protected Data | Residential | Made In MN | 2015 | 2015 | n/a
Xcel Energy | 85 | 13781 | IOU | OID2331963 | 9 | Solar |  |  | Interconnected | Lake City | Protected Data | Protected Data | Protected Data | Residential | Made In MN | 2015 | 2015 | n/a
Xcel Energy | 85 | 13781 | IOU | OID2335035 | 9.8 | Solar |  |  | Interconnected | Maple Grove | Protected Data | Protected Data | Protected Data | Residential | Made In MN | 2015 | 2015 | n/a
Xcel Energy | 85 | 13781 | IOU | OID2335603 | 10 | Solar |  |  | Interconnected | Kasson | Protected Data | Protected Data | Protected Data | Commercial | Made In MN | 2015 | 2015 | n/a
Xcel Energy | 85 | 13781 | IOU | OID2335606 | 22.8 | Solar |  |  | Interconnected | Hastings | Protected Data | Protected Data | Protected Data | Commercial | Solar* Rewards | 2015 | 2016 | n/a
Xcel Energy | 85 | 13781 | IOU | OID2337079 | 10.8 | Solar |  |  | Interconnected | Golden Valley | Protected Data | Protected Data | Protected Data | Residential | Made In MN | 2015 | 2016 | n/a
Xcel Energy | 85 | 13781 | IOU | OID2337458 | 36 | Solar |  |  | Interconnected | Monticello | Protected Data | Protected Data | Protected Data | Commercial | Made In MN | 2015 | 2015 | n/a
Xcel Energy | 85 | 13781 | IOU | OID2337462 | 5.76 | Solar |  |  | Interconnected | Saint Cloud | Protected Data | Protected Data | Protected Data | Residential | Made In MN | 2015 | 2015 | n/a
Xcel Energy | 85 | 13781 | IOU | OID2337494 | 5.76 | Solar |  |  | Interconnected | Cold Spring | Protected Data | Protected Data | Protected Data | Residential | Made In MN | 2015 | 2015 | n/a
Xcel Energy | 85 | 13781 | IOU | OID2337577 | 4.8 | Solar |  |  | Interconnected | Saint Paul Park | Protected Data | Protected Data | Protected Data | Residential | Made In MN | 2015 | 2015 | n/a
Xcel Energy | 85 | 13781 | IOU | OID2338117 | 6.72 | Solar |  |  | Interconnected | Minneapolis | Protected Data | Protected Data | Protected Data | Commercial | Made In MN | 2015 | 2016 | n/a
Xcel Energy | 85 | 13781 | IOU | OID2338125 | 8.64 | Solar |  |  | Interconnected | Delano | Protected Data | Protected Data | Protected Data | Residential | Made In MN | 2015 | 2016 | n/a
Xcel Energy | 85 | 13781 | IOU | OID2338182 | 6 | Solar |  |  | Interconnected | Minneapolis | Protected Data | Protected Data | Protected Data | Residential | Solar* Rewards | 2015 | 2015 | n/a
Xcel Energy | 85 | 13781 | IOU | OID2340720 | 6.24 | Solar |  |  | Interconnected | Saint Cloud | Protected Data | Protected Data | Protected Data | Residential | Solar* Rewards | 2015 | 2015 | n/a
Xcel Energy | 85 | 13781 | IOU | OID2340724 | 3.36 | Solar |  |  | Interconnected | Minneapolis | Protected Data | Protected Data | Protected Data | Commercial | Made In MN | 2015 | 2016 | n/a
Xcel Energy | 85 | 13781 | IOU | OID2340733 | 8.4 | Solar |  |  | Interconnected | Faribault | Protected Data | Protected Data | Protected Data | Residential | Made In MN | 2015 | 2016 | n/a
Xcel Energy | 85 | 13781 | IOU | OID2343175 | 7.63 | Solar |  |  | Interconnected | Saint Paul | Protected Data | Protected Data | Protected Data | Residential | Made In MN | 2015 | 2016 | n/a
Xcel Energy | 85 | 13781 | IOU | OID2343439 | 5 | Solar |  |  | Interconnected | Northfield | Protected Data | Protected Data | Protected Data | Residential | Made In MN | 2015 | 2015 | n/a
Xcel Energy | 85 | 13781 | IOU | OID2343578 | 9 | Solar |  |  | Interconnected | Paynesville | Protected Data | Protected Data | Protected Data | Commercial | Solar* Rewards | 2015 | 2016 | n/a
Xcel Energy | 85 | 13781 | IOU | OID2344188 | 7.63 | Solar |  |  | Interconnected | Northfield | Protected Data | Protected Data | Protected Data | Residential | Made In MN | 2015 | 2015 | n/a
Xcel Energy | 85 | 13781 | IOU | OID2344212 | 7.63 | Solar |  |  | Interconnected | Minneapolis | Protected Data | Protected Data | Protected Data | Residential | Made In MN | 2015 | 2016 | n/a
Xcel Energy | 85 | 13781 | IOU | OID2345297 | 3.8 | Solar |  |  | Interconnected | Northfield | Protected Data | Protected Data | Protected Data | Residential | Made In MN | 2015 | 2015 | n/a
Xcel Energy | 85 | 13781 | IOU | OID2345973 | 3.84 | Solar |  |  | Interconnected | Minneapolis | Protected Data | Protected Data | Protected Data | Residential | Solar* Rewards | 2015 | 2016 | n/a
Xcel Energy | 85 | 13781 | IOU | OID2346689 | 12.6 | Solar |  |  | Interconnected | Wabasha | Protected Data | Protected Data | Protected Data | Commercial | Made In MN | 2015 | 2015 | n/a
Xcel Energy | 85 | 13781 | IOU | OID2348276 | 40 | Solar |  |  | Interconnected | Oakdale | Protected Data | Protected Data | Protected Data | Commercial | Made In MN | 2015 | 2015 | n/a
Xcel Energy | 85 | 13781 | IOU | OID2348713 | 3.36 | Solar |  |  | Interconnected | Minneapolis | Protected Data | Protected Data | Protected Data | Residential | Solar* Rewards | 2015 | 2015 | n/a
Xcel Energy | 85 | 13781 | IOU | OID2349840 | 19.5 | Solar |  |  | Interconnected | Rosemount | Protected Data | Protected Data | Protected Data | Commercial | Solar* Rewards | 2015 | 2016 | n/a
Xcel Energy | 85 | 13781 | IOU | OID2350156 | 4.32 | Solar |  |  | Interconnected | Minneapolis | Protected Data | Protected Data | Protected Data | Residential | Solar* Rewards | 2015 | 2016 | n/a
Xcel Energy | 85 | 13781 | IOU | OID2350342 | 11.39 | Solar |  |  | Interconnected | White Bear Lake | Protected Data | Protected Data | Protected Data | Residential | Solar* Rewards | 2015 | 2015 | n/a
Xcel Energy | 85 | 13781 | IOU | OID2352112 | 18 | Solar |  |  | Interconnected | Monticello | Protected Data | Protected Data | Protected Data | Commercial | Solar* Rewards | 2015 | 2016 | n/a
Xcel Energy | 85 | 13781 | IOU | OID2352849 | 11.39 | Solar |  |  | Interconnected | Mazeppa | Protected Data | Protected Data | Protected Data | Commercial | Solar* Rewards | 2015 | 2016 | n/a
Xcel Energy | 85 | 13781 | IOU | OID2353477 | 6 | Solar |  |  | Interconnected | Plymouth | Protected Data | Protected Data | Protected Data | Residential | Solar* Rewards | 2015 | 2015 | n/a
Xcel Energy | 85 | 13781 | IOU | OID2353529 | 5.76 | Solar |  |  | Interconnected | Minneapolis | Protected Data | Protected Data | Protected Data | Residential | Made In MN | 2015 | 2016 | n/a
Xcel Energy | 85 | 13781 | IOU | OID2353608 | 10.01 | Solar |  |  | Interconnected | Oakdale | Protected Data | Protected Data | Protected Data | Residential | Made In MN | 2015 | 2016 | n/a
Xcel Energy | 85 | 13781 | IOU | OID2353638 | 3.01 | Solar |  |  | Interconnected | West Saint Paul | Protected Data | Protected Data | Protected Data | Residential | Solar* Rewards | 2015 | 2016 | n/a
Xcel Energy | 85 | 13781 | IOU | OID2357615 | 13.5 | Solar |  |  | Interconnected | Minneapolis | Protected Data | Protected Data | Protected Data | Commercial | Solar* Rewards | 2015 | 2015 | n/a
Xcel Energy | 85 | 13781 | IOU | OID2358417 | 10.01 | Solar |  |  | Interconnected | Golden Valley | Protected Data | Protected Data | Protected Data | Residential | Solar* Rewards | 2015 | 2015 | n/a
Xcel Energy | 85 | 13781 | IOU | OID2358418 | 3 | Solar |  |  | Interconnected | Minneapolis | Protected Data | Protected Data | Protected Data | Residential | Solar* Rewards | 2015 | 2015 | n/a
Xcel Energy | 85 | 13781 | IOU | OID2358419 | 3.5 | Solar |  |  | Interconnected | Edina | Protected Data | Protected Data | Protected Data | Residential | Made In MN | 2015 | 2015 | n/a
Xcel Energy | 85 | 13781 | IOU | OID2358420 | 15.26 | Solar |  |  | Interconnected | Bayport | Protected Data | Protected Data | Protected Data | Residential | Solar* Rewards | 2015 | 2016 | n/a
Xcel Energy | 85 | 13781 | IOU | OID2358421 | 7.63 | Solar |  |  | Interconnected | Saint Paul | Protected Data | Protected Data | Protected Data | Residential | Solar* Rewards | 2015 | 2016 | n/a
Xcel Energy | 85 | 13781 | IOU | OID2358987 | 8.4 | Solar |  |  | Interconnected | Hastings | Protected Data | Protected Data | Protected Data | Commercial | Made In MN | 2015 | 2015 | n/a
Xcel Energy | 85 | 13781 | IOU | OID2359998 | 4 | Solar |  |  | Interconnected | Farmington | Protected Data | Protected Data | Protected Data | Residential | Made In MN | 2015 | 2016 | n/a
Xcel Energy | 85 | 13781 | IOU | OID2360027 | 7.63 | Solar |  |  | Interconnected | Red Wing | Protected Data | Protected Data | Protected Data | Residential | Solar* Rewards | 2015 | 2016 | n/a
Xcel Energy | 85 | 13781 | IOU | OID2360031 | 7.63 | Solar |  |  | Interconnected | Albertville | Protected Data | Protected Data | Protected Data | Residential | Solar* Rewards | 2015 | 2016 | n/a
Xcel Energy | 85 | 13781 | IOU | OID2360049 | 5.76 | Solar |  |  | Interconnected | Minneapolis | Protected Data | Protected Data | Protected Data | Residential | Solar* Rewards | 2015 | 2016 | n/a
Xcel Energy | 85 | 13781 | IOU | OID2364224 | 10.01 | Solar |  |  | Interconnected | Rollingstone | Protected Data | Protected Data | Protected Data | Residential | Made In MN | 2015 | 2015 | n/a
Xcel Energy | 85 | 13781 | IOU | OID2364240 | 10.01 | Solar |  |  | Interconnected | Rollingstone | Protected Data | Protected Data | Protected Data | Residential | Made In MN | 2015 | 2016 | n/a
Xcel Energy | 85 | 13781 | IOU | OID2371909 | 9.36 | Solar |  |  | Interconnected | White Bear Lake | Protected Data | Protected Data | Protected Data | Residential | Solar* Rewards | 2015 | 2015 | n/a
Xcel Energy | 85 | 13781 | IOU | OID2372195 | 7.63 | Solar |  |  | Interconnected | Minneapolis | Protected Data | Protected Data | Protected Data | Residential | Solar* Rewards | 2015 | 2015 | n/a
Xcel Energy | 85 | 13781 | IOU | OID2372571 | 4 | Solar |  |  | Interconnected | Saint Paul | Protected Data | Protected Data | Protected Data | Residential | Made In MN | 2015 | 2015 | n/a
Xcel Energy | 85 | 13781 | IOU | OID2372606 | 4.32 | Solar |  |  | Interconnected | Woodbury | Protected Data | Protected Data | Protected Data | Residential | Solar* Rewards | 2015 | 2015 | n/a
Xcel Energy | 85 | 13781 | IOU | OID2372697 | 5.52 | Solar |  |  | Interconnected | Northfield | Protected Data | Protected Data | Protected Data | Residential | Made In MN | 2015 | 2016 | n/a
Xcel Energy | 85 | 13781 | IOU | OID2372818 | 20 | Solar |  |  | Interconnected | Mankato | Protected Data | Protected Data | Protected Data | Commercial | Solar* Rewards | 2015 | 2016 | n/a
Xcel Energy | 85 | 13781 | IOU | OID2373353 | 6.72 | Solar |  |  | Interconnected | Saint Paul | Protected Data | Protected Data | Protected Data | Residential | Made In MN | 2015 | 2015 | n/a
Xcel Energy | 85 | 13781 | IOU | OID2373474 | 7.63 | Solar |  |  | Interconnected | Saint Paul | Protected Data | Protected Data | Protected Data | Commercial | Solar* Rewards | 2015 | 2016 | n/a
Xcel Energy | 85 | 13781 | IOU | OID2374026 | 3.6 | Solar |  |  | Interconnected | Fridley | Protected Data | Protected Data | Protected Data | Residential | Solar* Rewards | 2015 | 2016 | n/a
Xcel Energy | 85 | 13781 | IOU | OID2374033 | 3.84 | Solar |  |  | Interconnected | Minneapolis | Protected Data | Protected Data | Protected Data | Residential | Solar* Rewards | 2015 | 2016 | n/a
Xcel Energy | 85 | 13781 | IOU | OID2375537 | 3 | Solar |  |  | Interconnected | Saint Paul | Protected Data | Protected Data | Protected Data | Residential | Solar* Rewards | 2015 | 2016 | n/a
Xcel Energy | 85 | 13781 | IOU | OID2375549 | 7 | Solar |  |  | Interconnected | Hugo | Protected Data | Protected Data | Protected Data | Residential | Made In MN | 2015 | 2015 | n/a
Xcel Energy | 85 | 13781 | IOU | OID2376283 | 20 | Solar |  |  | Interconnected | Saint Paul | Protected Data | Protected Data | Protected Data | Commercial | Solar* Rewards | 2015 | 2016 | n/a
Xcel Energy | 85 | 13781 | IOU | OID2379106 | 10.01 | Solar |  |  | Interconnected | Saint Paul | Protected Data | Protected Data | Protected Data | Residential | Solar* Rewards | 2015 | 2016 | n/a
Xcel Energy | 85 | 13781 | IOU | OID2379227 | 1.92 | Solar |  |  | Interconnected | South Saint Paul | Protected Data | Protected Data | Protected Data | Residential | Solar* Rewards | 2015 | 2016 | n/a
Xcel Energy | 85 | 13781 | IOU | OID2379285 | 20 | Solar |  |  | Interconnected | Minneapolis | Protected Data | Protected Data | Protected Data | Commercial | Solar* Rewards | 2015 | 2016 | n/a
Xcel Energy | 85 | 13781 | IOU | OID2383001 | 10.01 | Solar |  |  | Interconnected | Hampton | Protected Data | Protected Data | Protected Data | Residential | Made In MN | 2015 | 2016 | n/a
Xcel Energy | 85 | 13781 | IOU | OID2383009 | 5 | Solar |  |  | Interconnected | Rogers | Protected Data | Protected Data | Protected Data | Residential | Made In MN | 2015 | 2017 | n/a
Xcel Energy | 85 | 13781 | IOU | OID2383018 | 3 | Solar |  |  | Interconnected | Hopkins | Protected Data | Protected Data | Protected Data | Residential | Made In MN | 2015 | 2016 | n/a
Xcel Energy | 85 | 13781 | IOU | OID2383029 | 3 | Solar |  |  | Interconnected | Woodbury | Protected Data | Protected Data | Protected Data | Residential | Made In MN | 2015 | 2016 | n/a
Xcel Energy | 85 | 13781 | IOU | OID2383126 | 10.01 | Solar |  |  | Interconnected | Sartell | Protected Data | Protected Data | Protected Data | Residential | Made In MN | 2015 | 2016 | n/a
Xcel Energy | 85 | 13781 | IOU | OID2383589 | 2.4 | Solar |  |  | Interconnected | Saint Paul | Protected Data | Protected Data | Protected Data | Residential | Solar* Rewards | 2015 | 2016 | n/a
Xcel Energy | 85 | 13781 | IOU | OID2383613 | 3.01 | Solar |  |  | Interconnected | Minneapolis | Protected Data | Protected Data | Protected Data | Residential | Solar* Rewards | 2015 | 2016 | n/a
Xcel Energy | 85 | 13781 | IOU | OID2383808 | 5 | Solar |  |  | Interconnected | Woodbury | Protected Data | Protected Data | Protected Data | Residential | Solar* Rewards | 2015 | 2015 | n/a
Xcel Energy | 85 | 13781 | IOU | OID2384257 | 34.17 | Solar |  |  | Interconnected | Forest Lake | Protected Data | Protected Data | Protected Data | Commercial | Made In MN | 2015 | 2016 | n/a
Xcel Energy | 85 | 13781 | IOU | OID2384496 | 14.4 | Solar |  |  | Interconnected | Stillwater | Protected Data | Protected Data | Protected Data | Residential | Solar* Rewards | 2015 | 2016 | n/a
Xcel Energy | 85 | 13781 | IOU | OID2385247 | 7.5 | Solar |  |  | Interconnected | Winona | Protected Data | Protected Data | Protected Data | Residential | Made In MN | 2015 | 2015 | n/a
Xcel Energy | 85 | 13781 | IOU | OID2388870 | 8.4 | Solar |  |  | Interconnected | Waltham | Protected Data | Protected Data | Protected Data | Residential | Made In MN | 2015 | 2016 | n/a
Xcel Energy | 85 | 13781 | IOU | OID2389341 | 6 | Solar |  |  | Interconnected | Plymouth | Protected Data | Protected Data | Protected Data | Residential | Solar* Rewards | 2015 | 2016 | n/a
Xcel Energy | 85 | 13781 | IOU | OID2389400 | 10.01 | Solar |  |  | Interconnected | Plymouth | Protected Data | Protected Data | Protected Data | Residential | Made In MN | 2015 | 2015 | n/a
Xcel Energy | 85 | 13781 | IOU | OID2389519 | 6 | Solar |  |  | Interconnected | Minnetonka | Protected Data | Protected Data | Protected Data | Residential | Solar* Rewards | 2015 | 2016 | n/a
Xcel Energy | 85 | 13781 | IOU | OID2389542 | 2.88 | Solar |  |  | Interconnected | Saint Paul | Protected Data | Protected Data | Protected Data | Residential | Solar* Rewards | 2015 | 2016 | n/a
Xcel Energy | 85 | 13781 | IOU | OID2389545 | 2.88 | Solar |  |  | Interconnected | Saint Paul | Protected Data | Protected Data | Protected Data | Residential | Solar* Rewards | 2015 | 2016 | n/a
Xcel Energy | 85 | 13781 | IOU | OID2389547 | 3.36 | Solar |  |  | Interconnected | Minneapolis | Protected Data | Protected Data | Protected Data | Residential | Solar* Rewards | 2015 | 2016 | n/a
Xcel Energy | 85 | 13781 | IOU | OID2389548 | 4.32 | Solar |  |  | Interconnected | Shoreview | Protected Data | Protected Data | Protected Data | Residential | Solar* Rewards | 2015 | 2016 | n/a
Xcel Energy | 85 | 13781 | IOU | OID2393276 | 5 | Solar |  |  | Interconnected | Saint Paul | Protected Data | Protected Data | Protected Data | Residential | Solar* Rewards | 2015 | 2015 | n/a
Xcel Energy | 85 | 13781 | IOU | OID2393526 | 5 | Solar |  |  | Interconnected | Woodstock | Protected Data | Protected Data | Protected Data | Commercial | Made In MN | 2015 | 2015 | n/a
Xcel Energy | 85 | 13781 | IOU | OID2394005 | 12 | Solar |  |  | Interconnected | Maple Grove | Protected Data | Protected Data | Protected Data | Residential | Solar* Rewards | 2015 | 2016 | n/a
Xcel Energy | 85 | 13781 | IOU | OID2394256 | 20 | Solar |  |  | Interconnected | Maplewood | Protected Data | Protected Data | Protected Data | Commercial | Solar* Rewards | 2015 | 2015 | n/a
Xcel Energy | 85 | 13781 | IOU | OID2394357 | 9.12 | Solar |  |  | Interconnected | Minnetrista | Protected Data | Protected Data | Protected Data | Residential | Solar* Rewards | 2015 | 2015 | n/a
Xcel Energy | 85 | 13781 | IOU | OID2394562 | 5 | Solar |  |  | Interconnected | Inver Grove Heights | Protected Data | Protected Data | Protected Data | Residential | Solar* Rewards | 2015 | 2016 | n/a
Xcel Energy | 85 | 13781 | IOU | OID2394589 | 10.01 | Solar |  |  | Interconnected | Long Lake | Protected Data | Protected Data | Protected Data | Residential | Solar* Rewards | 2015 | 2015 | n/a
Xcel Energy | 85 | 13781 | IOU | OID2395339 | 8.16 | Solar |  |  | Interconnected | Minnetonka | Protected Data | Protected Data | Protected Data | Residential | Made In MN | 2015 | 2016 | n/a
Xcel Energy | 85 | 13781 | IOU | OID2396263 | 10.5 | Solar |  |  | Interconnected | Mankato | Protected Data | Protected Data | Protected Data | Residential | Made In MN | 2015 | 2015 | n/a
Xcel Energy | 85 | 13781 | IOU | OID2396783 | 10 | Solar |  |  | Interconnected | Cottage Grove | Protected Data | Protected Data | Protected Data | Residential | Made In MN | 2015 | 2015 | n/a
Xcel Energy | 85 | 13781 | IOU | OID2396914 | 2.4 | Solar |  |  | Interconnected | Columbia Heights | Protected Data | Protected Data | Protected Data | Residential | Solar* Rewards | 2015 | 2015 | n/a
Xcel Energy | 85 | 13781 | IOU | OID2400338 | 5 | Solar |  |  | Interconnected | Orono | Protected Data | Protected Data | Protected Data | Residential | Made In MN | 2015 | 2016 | n/a
Xcel Energy | 85 | 13781 | IOU | OID2400605 | 10.01 | Solar |  |  | Interconnected | Maple Plain | Protected Data | Protected Data | Protected Data | Residential | Made In MN | 2015 | 2016 | n/a
Xcel Energy | 85 | 13781 | IOU | OID2402932 | 20 | Solar |  |  | Interconnected | Champlin | Protected Data | Protected Data | Protected Data | Commercial | Solar* Rewards | 2015 | 2016 | n/a
Xcel Energy | 85 | 13781 | IOU | OID2403688 | 10.01 | Solar |  |  | Interconnected | Mankato | Protected Data | Protected Data | Protected Data | Residential | Solar* Rewards | 2015 | 2015 | n/a
Xcel Energy | 85 | 13781 | IOU | OID2403790 | 9.1 | Solar |  |  | Interconnected | Hastings | Protected Data | Protected Data | Protected Data | Residential | Made In MN | 2015 | 2016 | n/a
Xcel Energy | 85 | 13781 | IOU | OID2403791 | 10.01 | Solar |  |  | Interconnected | Mounds View | Protected Data | Protected Data | Protected Data | Residential | Solar* Rewards | 2015 | 2015 | n/a
Xcel Energy | 85 | 13781 | IOU | OID2403957 | 6 | Solar |  |  | Interconnected | Courtland | Protected Data | Protected Data | Protected Data | Commercial | Solar* Rewards | 2015 | 2016 | n/a
Xcel Energy | 85 | 13781 | IOU | OID2403967 | 5 | Solar |  |  | Interconnected | Golden Valley | Protected Data | Protected Data | Protected Data | Residential | Solar* Rewards | 2015 | 2015 | n/a
Xcel Energy | 85 | 13781 | IOU | OID2404879 | 6 | Solar |  |  | Interconnected | Dundas | Protected Data | Protected Data | Protected Data | Residential | Solar* Rewards | 2015 | 2016 | n/a
Xcel Energy | 85 | 13781 | IOU | OID2405833 | 20 | Solar |  |  | Interconnected | Altura | Protected Data | Protected Data | Protected Data | Commercial | Solar* Rewards | 2015 | 2016 | n/a
Xcel Energy | 85 | 13781 | IOU | OID2411575 | 33.4 | Solar |  |  | Interconnected | Mendota Heights | Protected Data | Protected Data | Protected Data | Commercial | Made In MN | 2015 | 2017 | n/a
Xcel Energy | 85 | 13781 | IOU | OID2411628 | 33.4 | Solar |  |  | Interconnected | Saint Paul | Protected Data | Protected Data | Protected Data | Commercial | Made In MN | 2015 | 2017 | n/a
Xcel Energy | 85 | 13781 | IOU | OID2411985 | 38.02 | Solar |  |  | Interconnected | Golden Valley | Protected Data | Protected Data | Protected Data | Commercial | Made In MN | 2015 | 2017 | n/a
Xcel Energy | 85 | 13781 | IOU | OID2411993 | 38.02 | Solar |  |  | Interconnected | Golden Valley | Protected Data | Protected Data | Protected Data | Commercial | Made In MN | 2015 | 2017 | n/a
Xcel Energy | 85 | 13781 | IOU | OID2412436 | 6 | Solar |  |  | Interconnected | Woodbury | Protected Data | Protected Data | Protected Data | Residential | Solar* Rewards | 2015 | 2015 | n/a
Xcel Energy | 85 | 13781 | IOU | OID2412874 | 5 | Solar |  |  | Interconnected | Shorewood | Protected Data | Protected Data | Protected Data | Residential | Solar* Rewards | 2015 | 2016 | n/a
Xcel Energy | 85 | 13781 | IOU | OID2413627 | 12 | Solar |  |  | Interconnected | Buffalo | Protected Data | Protected Data | Protected Data | Residential | Solar* Rewards | 2015 | 2016 | n/a
Xcel Energy | 85 | 13781 | IOU | OID2413655 | 5 | Solar |  |  | Interconnected | Minneapolis | Protected Data | Protected Data | Protected Data | Residential | Solar* Rewards | 2015 | 2016 | n/a
Xcel Energy | 85 | 13781 | IOU | OID2414960 | 6 | Solar |  |  | Interconnected | Dodge Center | Protected Data | Protected Data | Protected Data | Residential | Solar* Rewards | 2015 | 2016 | n/a
Xcel Energy | 85 | 13781 | IOU | OID2416500 | 7.63 | Solar |  |  | Interconnected | Greenwood | Protected Data | Protected Data | Protected Data | Residential | Solar* Rewards | 2015 | 2016 | n/a
Xcel Energy | 85 | 13781 | IOU | OID2416567 | 38.02 | Solar |  |  | Interconnected | Minneapolis | Protected Data | Protected Data | Protected Data | Commercial | Made In MN | 2015 | 2016 | n/a
Xcel Energy | 85 | 13781 | IOU | OID2416797 | 3.8 | Solar |  |  | Interconnected | Northfield | Protected Data | Protected Data | Protected Data | Residential | Made In MN | 2015 | 2016 | n/a
Xcel Energy | 85 | 13781 | IOU | OID2418047 | 36 | Solar |  |  | Interconnected | Rockford | Protected Data | Protected Data | Protected Data | Commercial | Made In MN | 2015 | 2016 | n/a
Xcel Energy | 85 | 13781 | IOU | OID2420352 | 20 | Solar |  |  | Interconnected | Tyler | Protected Data | Protected Data | Protected Data | Residential | Solar* Rewards | 2015 | 2016 | n/a
Xcel Energy | 85 | 13781 | IOU | OID2421301 | 10.01 | Solar |  |  | Interconnected | Woodbury | Protected Data | Protected Data | Protected Data | Residential | Made In MN | 2015 | 2015 | n/a
Xcel Energy | 85 | 13781 | IOU | OID2421426 | 15.26 | Solar |  |  | Interconnected | Arden Hills | Protected Data | Protected Data | Protected Data | Residential | Solar* Rewards | 2015 | 2016 | n/a
Xcel Energy | 85 | 13781 | IOU | OID2424177 | 3.8 | Solar |  |  | Interconnected | Saint Paul | Protected Data | Protected Data | Protected Data | Residential | Solar* Rewards | 2015 | 2016 | n/a
Xcel Energy | 85 | 13781 | IOU | OID2424299 | 20 | Solar |  |  | Interconnected | Tyler | Protected Data | Protected Data | Protected Data | Commercial | Solar* Rewards | 2015 | 2016 | n/a
Xcel Energy | 85 | 13781 | IOU | OID2425281 | 5.7 | Solar |  |  | Interconnected | Saint Paul | Protected Data | Protected Data | Protected Data | Residential | Made In MN | 2015 | 2015 | n/a
Xcel Energy | 85 | 13781 | IOU | OID2425531 | 20 | Solar |  |  | Interconnected | Minneapolis | Protected Data | Protected Data | Protected Data | Commercial | Solar* Rewards | 2015 | 2016 | n/a
Xcel Energy | 85 | 13781 | IOU | OID2425597 | 3.6 | Solar |  |  | Interconnected | Saint Paul | Protected Data | Protected Data | Protected Data | Residential | Solar* Rewards | 2015 | 2016 | n/a
Xcel Energy | 85 | 13781 | IOU | OID2425602 | 7.63 | Solar |  |  | Interconnected | Saint Anthony | Protected Data | Protected Data | Protected Data | Residential | Solar* Rewards | 2015 | 2016 | n/a
Xcel Energy | 85 | 13781 | IOU | OID2425611 | 3.8 | Solar |  |  | Interconnected | Saint Paul | Protected Data | Protected Data | Protected Data | Residential | Solar* Rewards | 2015 | 2016 | n/a
Xcel Energy | 85 | 13781 | IOU | OID2426033 | 5 | Solar |  |  | Interconnected | Minneapolis | Protected Data | Protected Data | Protected Data | Residential | Made In MN | 2015 | 2016 | n/a
Xcel Energy | 85 | 13781 | IOU | OID2426130 | 10.01 | Solar |  |  | Interconnected | Morristown | Protected Data | Protected Data | Protected Data | Residential | Made In MN | 2015 | 2016 | n/a
Xcel Energy | 85 | 13781 | IOU | OID2426163 | 7.63 | Solar |  |  | Interconnected | Minneapolis | Protected Data | Protected Data | Protected Data | Residential | Solar* Rewards | 2015 | 2016 | n/a
Xcel Energy | 85 | 13781 | IOU | OID2426164 | 7.63 | Solar |  |  | Interconnected | Minneapolis | Protected Data | Protected Data | Protected Data | Residential | Solar* Rewards | 2015 | 2016 | n/a
Xcel Energy | 85 | 13781 | IOU | OID2426355 | 4.8 | Solar |  |  | Interconnected | Mankato | Protected Data | Protected Data | Protected Data | Residential | Solar* Rewards | 2015 | 2015 | n/a
Xcel Energy | 85 | 13781 | IOU | OID2426682 | 7.63 | Solar |  |  | Interconnected | Northfield | Protected Data | Protected Data | Protected Data | Residential | Solar* Rewards | 2015 | 2016 | n/a
Xcel Energy | 85 | 13781 | IOU | OID2426715 | 40 | Solar |  |  | Interconnected | Minneapolis | Protected Data | Protected Data | Protected Data | Commercial | Made In MN | 2015 | 2016 | n/a
Xcel Energy | 85 | 13781 | IOU | OID2429691 | 7.63 | Solar |  |  | Interconnected | Minneapolis | Protected Data | Protected Data | Protected Data | Residential | Made In MN | 2015 | 2015 | n/a
Xcel Energy | 85 | 13781 | IOU | OID2430496 | 3.01 | Solar |  |  | Interconnected | Minneapolis | Protected Data | Protected Data | Protected Data | Residential | Solar* Rewards | 2015 | 2015 | n/a
Xcel Energy | 85 | 13781 | IOU | OID2431331 | 40 | Solar |  |  | Interconnected | Maplewood | Protected Data | Protected Data | Protected Data | Commercial | Made In MN | 2015 | 2016 | n/a
Xcel Energy | 85 | 13781 | IOU | OID2432446 | 7.7 | Solar |  |  | Interconnected | Eden Prairie | Protected Data | Protected Data | Protected Data | Residential | Solar* Rewards | 2015 | 2016 | n/a
Xcel Energy | 85 | 13781 | IOU | OID2432453 | 3.8 | Solar |  |  | Interconnected | Northfield | Protected Data | Protected Data | Protected Data | Residential | Solar* Rewards | 2015 | 2016 | n/a
Xcel Energy | 85 | 13781 | IOU | OID2432455 | 11.39 | Solar |  |  | Interconnected | Saint Paul | Protected Data | Protected Data | Protected Data | Residential | Solar* Rewards | 2015 | 2016 | n/a
Xcel Energy | 85 | 13781 | IOU | OID2432457 | 7.63 | Solar |  |  | Interconnected | Northfield | Protected Data | Protected Data | Protected Data | Residential | Solar* Rewards | 2015 | 2016 | n/a
Xcel Energy | 85 | 13781 | IOU | OID2432465 | 5 | Solar |  |  | Interconnected | Brooklyn Park | Protected Data | Protected Data | Protected Data | Residential | Solar* Rewards | 2015 | 2016 | n/a
Xcel Energy | 85 | 13781 | IOU | OID2440332 | 6 | Solar |  |  | Interconnected | Stillwater | Protected Data | Protected Data | Protected Data | Residential | Solar* Rewards | 2015 | 2015 | n/a
Xcel Energy | 85 | 13781 | IOU | OID2440790 | 5 | Solar |  |  | Interconnected | Saint Paul | Protected Data | Protected Data | Protected Data | Residential | Solar* Rewards | 2015 | 2017 | n/a
Xcel Energy | 85 | 13781 | IOU | OID2440933 | 36 | Solar |  |  | Interconnected | Shoreview | Protected Data | Protected Data | Protected Data | Commercial | Made In MN | 2015 | 2016 | n/a
Xcel Energy | 85 | 13781 | IOU | OID2440990 | 36 | Solar |  |  | Interconnected | Shoreview | Protected Data | Protected Data | Protected Data | Commercial | Made In MN | 2015 | 2016 | n/a
Xcel Energy | 85 | 13781 | IOU | OID2441020 | 36 | Solar |  |  | Interconnected | Shoreview | Protected Data | Protected Data | Protected Data | Commercial | Made In MN | 2015 | 2016 | n/a
Xcel Energy | 85 | 13781 | IOU | OID2444491 | 10.01 | Solar |  |  | Interconnected | Byron | Protected Data | Protected Data | Protected Data | Residential | Made In MN | 2015 | 2016 | n/a
Xcel Energy | 85 | 13781 | IOU | OID2448138 | 3.44 | Solar |  |  | Interconnected | Brooklyn Park | Protected Data | Protected Data | Protected Data | Residential | Solar* Rewards | 2015 | 2016 | n/a
Xcel Energy | 85 | 13781 | IOU | OID2448359 | 6.72 | Solar |  |  | Interconnected | Saint Paul | Protected Data | Protected Data | Protected Data | Residential | Solar* Rewards | 2015 | 2016 | n/a
Xcel Energy | 85 | 13781 | IOU | OID2448367 | 4.8 | Solar |  |  | Interconnected | Golden Valley | Protected Data | Protected Data | Protected Data | Residential | Solar* Rewards | 2015 | 2016 | n/a
Xcel Energy | 85 | 13781 | IOU | OID2448379 | 6 | Solar |  |  | Interconnected | Hopkins | Protected Data | Protected Data | Protected Data | Residential | Solar* Rewards | 2015 | 2016 | n/a
Xcel Energy | 85 | 13781 | IOU | OID2448519 | 2.88 | Solar |  |  | Interconnected | Saint Louis Park | Protected Data | Protected Data | Protected Data | Residential | Solar* Rewards | 2015 | 2016 | n/a
Xcel Energy | 85 | 13781 | IOU | OID2448521 | 11.88 | Solar |  |  | Interconnected | Roseville | Protected Data | Protected Data | Protected Data | Residential | Solar* Rewards | 2015 | 2016 | n/a
Xcel Energy | 85 | 13781 | IOU | OID2451297 | 5 | Solar |  |  | Interconnected | Eden Prairie | Protected Data | Protected Data | Protected Data | Residential | Solar* Rewards | 2015 | 2016 | n/a
Xcel Energy | 85 | 13781 | IOU | OID2451309 | 5 | Solar |  |  | Interconnected | Minneapolis | Protected Data | Protected Data | Protected Data | Residential | Solar* Rewards | 2015 | 2016 | n/a
Xcel Energy | 85 | 13781 | IOU | OID2451327 | 10.01 | Solar |  |  | Interconnected | North Oaks | Protected Data | Protected Data | Protected Data | Residential | Made In MN | 2015 | 2016 | n/a
Xcel Energy | 85 | 13781 | IOU | OID2451335 | 7.63 | Solar |  |  | Interconnected | Minneapolis | Protected Data | Protected Data | Protected Data | Residential | Made In MN | 2015 | 2016 | n/a
Xcel Energy | 85 | 13781 | IOU | OID2451342 | 5 | Solar |  |  | Interconnected | West Saint Paul | Protected Data | Protected Data | Protected Data | Residential | Made In MN | 2015 | 2016 | n/a
Xcel Energy | 85 | 13781 | IOU | OID2457308 | 3.8 | Solar |  |  | Interconnected | Saint Paul | Protected Data | Protected Data | Protected Data | Residential | Solar* Rewards | 2015 | 2016 | n/a
Xcel Energy | 85 | 13781 | IOU | OID2457477 | 4.32 | Solar |  |  | Interconnected | Mankato | Protected Data | Protected Data | Protected Data | Residential | Solar* Rewards | 2015 | 2016 | n/a
Xcel Energy | 85 | 13781 | IOU | OID2457512 | 6.72 | Solar |  |  | Interconnected | Excelsior | Protected Data | Protected Data | Protected Data | Residential | Solar* Rewards | 2015 | 2016 | n/a
Xcel Energy | 85 | 13781 | IOU | OID2458688 | 3.8 | Solar |  |  | Interconnected | Lakeville | Protected Data | Protected Data | Protected Data | Residential | Solar* Rewards | 2015 | 2016 | n/a
Xcel Energy | 85 | 13781 | IOU | OID2459763 | 7.63 | Solar |  |  | Interconnected | Brooklyn Park | Protected Data | Protected Data | Protected Data | Residential | Solar* Rewards | 2015 | 2016 | n/a
Xcel Energy | 85 | 13781 | IOU | OID2459777 | 3.8 | Solar |  |  | Interconnected | Claremont | Protected Data | Protected Data | Protected Data | Residential | Solar* Rewards | 2015 | 2016 | n/a
Xcel Energy | 85 | 13781 | IOU | OID2462468 | 40 | Solar |  |  | Interconnected | Center City | Protected Data | Protected Data | Protected Data | Commercial | Made In MN | 2015 | 2016 | n/a
Xcel Energy | 85 | 13781 | IOU | OID2462520 | 34.99 | Solar |  |  | Interconnected | Scandia | Protected Data | Protected Data | Protected Data | Commercial | Made In MN | 2015 | 2016 | n/a
Xcel Energy | 85 | 13781 | IOU | OID2463311 | 16 | Solar |  |  | Interconnected | Altura | Protected Data | Protected Data | Protected Data | Residential | Solar* Rewards | 2015 | 2016 | n/a
Xcel Energy | 85 | 13781 | IOU | OID2463552 | 10.01 | Solar |  |  | Interconnected | Medicine Lake | Protected Data | Protected Data | Protected Data | Residential | Made In MN | 2015 | 2016 | n/a
Xcel Energy | 85 | 13781 | IOU | OID2463692 | 10.01 | Solar |  |  | Interconnected | Roseville | Protected Data | Protected Data | Protected Data | Residential | Made In MN | 2015 | 2015 | n/a
Xcel Energy | 85 | 13781 | IOU | OID2469256 | 8.64 | Solar |  |  | Interconnected | Dayton | Protected Data | Protected Data | Protected Data | Residential | Solar* Rewards | 2015 | 2016 | n/a
Xcel Energy | 85 | 13781 | IOU | OID2469294 | 8.2 | Solar |  |  | Interconnected | Owatonna | Protected Data | Protected Data | Protected Data | Residential | Made In MN | 2015 | 2016 | n/a
Xcel Energy | 85 | 13781 | IOU | OID2469359 | 3 | Solar |  |  | Interconnected | Saint Paul | Protected Data | Protected Data | Protected Data | Residential | Solar* Rewards | 2015 | 2016 | n/a
Xcel Energy | 85 | 13781 | IOU | OID2469387 | 18 | Solar |  |  | Interconnected | Saint Paul Park | Protected Data | Protected Data | Protected Data | Commercial | Solar* Rewards | 2015 | 2016 | n/a
Xcel Energy | 85 | 13781 | IOU | OID2473045 | 37.8 | Solar |  |  | Interconnected | Minneapolis | Protected Data | Protected Data | Protected Data | Commercial | Made In MN | 2015 | 2017 | n/a
Xcel Energy | 85 | 13781 | IOU | OID2478932 | 18 | Solar |  |  | Interconnected | Minneapolis | Protected Data | Protected Data | Protected Data | Commercial | Made In MN | 2015 | 2016 | n/a
Xcel Energy | 85 | 13781 | IOU | OID2482718 | 7.63 | Solar |  |  | Interconnected | Mankato | Protected Data | Protected Data | Protected Data | Residential | Solar* Rewards | 2015 | 2016 | n/a
Xcel Energy | 85 | 13781 | IOU | OID2482836 | 5 | Solar |  |  | Interconnected | Minneapolis | Protected Data | Protected Data | Protected Data | Residential | Solar* Rewards | 2015 | 2016 | n/a
Xcel Energy | 85 | 13781 | IOU | OID2494698 | 11 | Solar |  |  | Interconnected | North Oaks | Protected Data | Protected Data | Protected Data | Residential | Solar* Rewards | 2015 | 2016 | n/a
Xcel Energy | 85 | 13781 | IOU | OID2495981 | 8.2 | Solar |  |  | Interconnected | Northfield | Protected Data | Protected Data | Protected Data | Residential | Solar* Rewards | 2015 | 2015 | n/a
Xcel Energy | 85 | 13781 | IOU | OID2495988 | 17.64 | Solar |  |  | Interconnected | Rogers | Protected Data | Protected Data | Protected Data | Commercial | Solar* Rewards | 2015 | 2016 | n/a
Xcel Energy | 85 | 13781 | IOU | OID2495995 | 20 | Solar |  |  | Interconnected | Lino Lakes | Protected Data | Protected Data | Protected Data | Residential | Solar* Rewards | 2015 | 2016 | n/a
Xcel Energy | 85 | 13781 | IOU | OID2496238 | 6 | Solar |  |  | Interconnected | Minneapolis | Protected Data | Protected Data | Protected Data | Residential | Made In MN | 2015 | 2016 | n/a
Xcel Energy | 85 | 13781 | IOU | OID2496425 | 8.4 | Solar |  |  | Interconnected | Minneapolis | Protected Data | Protected Data | Protected Data | Residential | Made In MN | 2015 | 2016 | n/a
Xcel Energy | 85 | 13781 | IOU | OID2505460 | 10.01 | Solar |  |  | Interconnected | Stillwater | Protected Data | Protected Data | Protected Data | Residential | Solar* Rewards | 2015 | 2016 | n/a
Xcel Energy | 85 | 13781 | IOU | OID2505482 | 14 | Solar |  |  | Interconnected | Saint Paul | Protected Data | Protected Data | Protected Data | Commercial | Solar* Rewards | 2015 | 2016 | n/a
Xcel Energy | 85 | 13781 | IOU | OID2511846 | 36 | Solar |  |  | Interconnected | Saint Paul | Protected Data | Protected Data | Protected Data | Commercial | Made In MN | 2015 | 2016 | n/a
Xcel Energy | 85 | 13781 | IOU | OID2514811 | 6 | Solar |  |  | Interconnected | Howard Lake | Protected Data | Protected Data | Protected Data | Commercial | Solar* Rewards | 2015 | 2016 | n/a
Xcel Energy | 85 | 13781 | IOU | OID2516435 | 8.64 | Solar |  |  | Interconnected | Maple Grove | Protected Data | Protected Data | Protected Data | Residential | Made In MN | 2015 | 2016 | n/a
Xcel Energy | 85 | 13781 | IOU | OID2518178 | 5 | Solar |  |  | Interconnected | Stillwater | Protected Data | Protected Data | Protected Data | Residential | Solar* Rewards | 2015 | 2016 | n/a
Xcel Energy | 85 | 13781 | IOU | OID2522226 | 9 | Solar |  |  | Interconnected | Woodbury | Protected Data | Protected Data | Protected Data | Residential | Made In MN | 2016 | 2016 | n/a
Xcel Energy | 85 | 13781 | IOU | OID2524046 | 9.72 | Solar |  |  | Interconnected | Janesville | Protected Data | Protected Data | Protected Data | Residential | Made In MN | 2016 | 2016 | n/a
Xcel Energy | 85 | 13781 | IOU | OID2526052 | 18 | Solar |  |  | Interconnected | Fridley | Protected Data | Protected Data | Protected Data | Commercial | Solar* Rewards | 2016 | 2016 | n/a
Xcel Energy | 85 | 13781 | IOU | OID2528162 | 3.8 | Solar |  |  | Interconnected | Minneapolis | Protected Data | Protected Data | Protected Data | Residential | Solar* Rewards | 2016 | 2016 | n/a
Xcel Energy | 85 | 13781 | IOU | OID2536309 | 18 | Solar |  |  | Interconnected | Eagan | Protected Data | Protected Data | Protected Data | Commercial | Solar* Rewards | 2016 | 2016 | n/a
Xcel Energy | 85 | 13781 | IOU | OID2536830 | 3 | Solar |  |  | Interconnected | Saint Paul | Protected Data | Protected Data | Protected Data | Residential | Solar* Rewards | 2016 | 2016 | n/a
Xcel Energy | 85 | 13781 | IOU | OID2537033 | 3 | Solar |  |  | Interconnected | Saint Paul | Protected Data | Protected Data | Protected Data | Residential | Solar* Rewards | 2016 | 2016 | n/a
Xcel Energy | 85 | 13781 | IOU | OID2537064 | 3.8 | Solar |  |  | Interconnected | Saint Paul | Protected Data | Protected Data | Protected Data | Residential | Solar* Rewards | 2016 | 2016 | n/a
Xcel Energy | 85 | 13781 | IOU | OID2537120 | 3.24 | Solar |  |  | Interconnected | Bloomington | Protected Data | Protected Data | Protected Data | Residential | Solar* Rewards | 2016 | 2016 | n/a
Xcel Energy | 85 | 13781 | IOU | OID2537244 | 5 | Solar |  |  | Interconnected | Marine On Saint Croix | Protected Data | Protected Data | Protected Data | Residential | Solar* Rewards | 2016 | 2016 | n/a
Xcel Energy | 85 | 13781 | IOU | OID2537262 | 7.63 | Solar |  |  | Interconnected | Edina | Protected Data | Protected Data | Protected Data | Residential | Solar* Rewards | 2016 | 2016 | n/a
Xcel Energy | 85 | 13781 | IOU | OID2539906 | 20 | Solar |  |  | Interconnected | Minnetonka | Protected Data | Protected Data | Protected Data | Commercial | Solar* Rewards | 2016 | 2016 | n/a
Xcel Energy | 85 | 13781 | IOU | OID2540866 | 7 | Solar |  |  | Interconnected | Saint Cloud | Protected Data | Protected Data | Protected Data | Residential | Made In MN | 2016 | 2016 | n/a
Xcel Energy | 85 | 13781 | IOU | OID2541031 | 3.8 | Solar |  |  | Interconnected | Minneapolis | Protected Data | Protected Data | Protected Data | Residential | Solar* Rewards | 2016 | 2016 | n/a
Xcel Energy | 85 | 13781 | IOU | OID2542129 | 20 | Solar |  |  | Interconnected | Cottage Grove | Protected Data | Protected Data | Protected Data | Commercial | Solar* Rewards | 2016 | 2016 | n/a
Xcel Energy | 85 | 13781 | IOU | OID2545690 | 8.64 | Solar |  |  | Interconnected | Center City | Protected Data | Protected Data | Protected Data | Residential | Made In MN | 2016 | 2016 | n/a
Xcel Energy | 85 | 13781 | IOU | OID2547026 | 7.63 | Solar |  |  | Interconnected | Shorewood | Protected Data | Protected Data | Protected Data | Residential | Made In MN | 2016 | 2016 | n/a
Xcel Energy | 85 | 13781 | IOU | OID2550035 | 31.2 | Solar |  |  | Interconnected | North Oaks | Protected Data | Protected Data | Protected Data | Commercial | Made In MN | 2016 | 2016 | n/a
Xcel Energy | 85 | 13781 | IOU | OID2551649 | 31.2 | Solar |  |  | Interconnected | Arden Hills | Protected Data | Protected Data | Protected Data | Commercial | Made In MN | 2016 | 2016 | n/a
Xcel Energy | 85 | 13781 | IOU | OID2551743 | 31.2 | Solar |  |  | Interconnected | New Brighton | Protected Data | Protected Data | Protected Data | Commercial | Made In MN | 2016 | 2016 | n/a
Xcel Energy | 85 | 13781 | IOU | OID2558063 | 28.8 | Solar |  |  | Interconnected | Columbia Heights | Protected Data | Protected Data | Protected Data | Commercial | Made In MN | 2016 | 2016 | n/a
Xcel Energy | 85 | 13781 | IOU | OID2558085 | 3.8 | Solar |  |  | Interconnected | Saint Paul | Protected Data | Protected Data | Protected Data | Residential | Made In MN | 2016 | 2016 | n/a
Xcel Energy | 85 | 13781 | IOU | OID2559382 | 6 | Solar |  |  | Interconnected | White Bear Lake | Protected Data | Protected Data | Protected Data | Residential | Solar* Rewards | 2016 | 2016 | n/a
Xcel Energy | 85 | 13781 | IOU | OID2559394 | 4.8 | Solar |  |  | Interconnected | Brooklyn Park | Protected Data | Protected Data | Protected Data | Residential | Solar* Rewards | 2016 | 2016 | n/a
Xcel Energy | 85 | 13781 | IOU | OID2559443 | 6.48 | Solar |  |  | Interconnected | Vadnais Heights | Protected Data | Protected Data | Protected Data | Residential | Solar* Rewards | 2016 | 2016 | n/a
Xcel Energy | 85 | 13781 | IOU | OID2559452 | 36 | Solar |  |  | Interconnected | Minneapolis | Protected Data | Protected Data | Protected Data | Commercial | Made In MN | 2016 | 2016 | n/a
Xcel Energy | 85 | 13781 | IOU | OID2559464 | 7.63 | Solar |  |  | Interconnected | White Bear Lake | Protected Data | Protected Data | Protected Data | Residential | Solar* Rewards | 2016 | 2016 | n/a
Xcel Energy | 85 | 13781 | IOU | OID2559473 | 8.64 | Solar |  |  | Interconnected | Minnetonka | Protected Data | Protected Data | Protected Data | Residential | Made In MN | 2016 | 2016 | n/a
Xcel Energy | 85 | 13781 | IOU | OID2560409 | 7.63 | Solar |  |  | Interconnected | Shafer | Protected Data | Protected Data | Protected Data | Residential | Solar* Rewards | 2016 | 2016 | n/a
Xcel Energy | 85 | 13781 | IOU | OID2561558 | 5 | Solar |  |  | Interconnected | Oakdale | Protected Data | Protected Data | Protected Data | Residential | Solar* Rewards | 2016 | 2016 | n/a
Xcel Energy | 85 | 13781 | IOU | OID2563659 | 7.63 | Solar |  |  | Interconnected | Afton | Protected Data | Protected Data | Protected Data | Residential | Solar* Rewards | 2016 | 2016 | n/a
Xcel Energy | 85 | 13781 | IOU | OID2565294 | 5 | Solar |  |  | Interconnected | Roseville | Protected Data | Protected Data | Protected Data | Residential | Made In MN | 2016 | 2016 | n/a
Xcel Energy | 85 | 13781 | IOU | OID2565819 | 15.26 | Solar |  |  | Interconnected | Red Wing | Protected Data | Protected Data | Protected Data | Commercial | Solar* Rewards | 2016 | 2016 | n/a
Xcel Energy | 85 | 13781 | IOU | OID2565842 | 10.01 | Solar |  |  | Interconnected | Champlin | Protected Data | Protected Data | Protected Data | Residential | Solar* Rewards | 2016 | 2016 | n/a
Xcel Energy | 85 | 13781 | IOU | OID2565854 | 29.02 | Solar |  |  | Interconnected | Minneapolis | Protected Data | Protected Data | Protected Data | Commercial | Made In MN | 2016 | 2016 | n/a
Xcel Energy | 85 | 13781 | IOU | OID2565885 | 4.2 | Solar |  |  | Interconnected | Minneapolis | Protected Data | Protected Data | Protected Data | Residential | Made In MN | 2016 | 2016 | n/a
Xcel Energy | 85 | 13781 | IOU | OID2567238 | 3.84 | Solar |  |  | Interconnected | Stillwater | Protected Data | Protected Data | Protected Data | Residential | Solar* Rewards | 2016 | 2016 | n/a
Xcel Energy | 85 | 13781 | IOU | OID2567820 | 7.63 | Solar |  |  | Interconnected | Lakeland | Protected Data | Protected Data | Protected Data | Residential | Solar* Rewards | 2016 | 2016 | n/a
Xcel Energy | 85 | 13781 | IOU | OID2568315 | 10.01 | Solar |  |  | Interconnected | Stillwater | Protected Data | Protected Data | Protected Data | Residential | Solar* Rewards | 2016 | 2016 | n/a
Xcel Energy | 85 | 13781 | IOU | OID2573124 | 34.2 | Solar |  |  | Interconnected | Saint Cloud | Protected Data | Protected Data | Protected Data | Commercial | Made In MN | 2016 | 2016 | n/a
Xcel Energy | 85 | 13781 | IOU | OID2573174 | 3 | Solar |  |  | Interconnected | Saint Paul | Protected Data | Protected Data | Protected Data | Residential | Made In MN | 2016 | 2016 | n/a
Xcel Energy | 85 | 13781 | IOU | OID2573314 | 18 | Solar |  |  | Interconnected | Butterfield | Protected Data | Protected Data | Protected Data | Residential | Solar* Rewards | 2016 | 2016 | n/a
Xcel Energy | 85 | 13781 | IOU | OID2573642 | 7.63 | Solar |  |  | Interconnected | Medicine Lake | Protected Data | Protected Data | Protected Data | Residential | Made In MN | 2016 | 2016 | n/a
Xcel Energy | 85 | 13781 | IOU | OID2574285 | 10.01 | Solar |  |  | Interconnected | Minneapolis | Protected Data | Protected Data | Protected Data | Commercial | Made In MN | 2016 | 2016 | n/a
Xcel Energy | 85 | 13781 | IOU | OID2574295 | 8.64 | Solar |  |  | Interconnected | Inver Grove Heights | Protected Data | Protected Data | Protected Data | Residential | Made In MN | 2016 | 2016 | n/a
Xcel Energy | 85 | 13781 | IOU | OID2575009 | 3.8 | Solar |  |  | Interconnected | Saint Paul | Protected Data | Protected Data | Protected Data | Residential | Solar* Rewards | 2016 | 2016 | n/a
Xcel Energy | 85 | 13781 | IOU | OID2577794 | 15.84 | Solar |  |  | Interconnected | Janesville | Protected Data | Protected Data | Protected Data | Residential | Solar* Rewards | 2016 | 2016 | n/a
Xcel Energy | 85 | 13781 | IOU | OID2578089 | 34.99 | Solar |  |  | Interconnected | Glenwood | Protected Data | Protected Data | Protected Data | Commercial | Made In MN | 2016 | 2017 | n/a
Xcel Energy | 85 | 13781 | IOU | OID2578411 | 6 | Solar |  |  | Interconnected | Minnetonka | Protected Data | Protected Data | Protected Data | Residential | Solar* Rewards | 2016 | 2016 | n/a
Xcel Energy | 85 | 13781 | IOU | OID2578567 | 7.63 | Solar |  |  | Interconnected | Stillwater | Protected Data | Protected Data | Protected Data | Residential | Solar* Rewards | 2016 | 2016 | n/a
Xcel Energy | 85 | 13781 | IOU | OID2578575 | 15.19 | Solar |  |  | Interconnected | Minneapolis | Protected Data | Protected Data | Protected Data | Residential | Solar* Rewards | 2016 | 2016 | n/a
Xcel Energy | 85 | 13781 | IOU | OID2579892 | 5 | Solar |  |  | Interconnected | Minneapolis | Protected Data | Protected Data | Protected Data | Residential | Made In MN | 2016 | 2016 | n/a
Xcel Energy | 85 | 13781 | IOU | OID2580121 | 5.76 | Solar |  |  | Interconnected | Minneapolis | Protected Data | Protected Data | Protected Data | Residential | Made In MN | 2016 | 2016 | n/a
Xcel Energy | 85 | 13781 | IOU | OID2580127 | 10.01 | Solar |  |  | Interconnected | Mankato | Protected Data | Protected Data | Protected Data | Residential | Made In MN | 2016 | 2016 | n/a
Xcel Energy | 85 | 13781 | IOU | OID2580285 | 5 | Solar |  |  | Interconnected | Minneapolis | Protected Data | Protected Data | Protected Data | Residential | Made In MN | 2016 | 2016 | n/a
Xcel Energy | 85 | 13781 | IOU | OID2580303 | 10.01 | Solar |  |  | Interconnected | Chisago City | Protected Data | Protected Data | Protected Data | Residential | Made In MN | 2016 | 2016 | n/a
Xcel Energy | 85 | 13781 | IOU | OID2580314 | 5 | Solar |  |  | Interconnected | Edina | Protected Data | Protected Data | Protected Data | Residential | Made In MN | 2016 | 2016 | n/a
Xcel Energy | 85 | 13781 | IOU | OID2580320 | 5 | Solar |  |  | Interconnected | Minneapolis | Protected Data | Protected Data | Protected Data | Commercial | Solar* Rewards | 2016 | 2016 | n/a
Xcel Energy | 85 | 13781 | IOU | OID2580330 | 10.01 | Solar |  |  | Interconnected | Minneapolis | Protected Data | Protected Data | Protected Data | Residential | Made In MN | 2016 | 2016 | n/a
Xcel Energy | 85 | 13781 | IOU | OID2580339 | 3.6 | Solar |  |  | Interconnected | Minneapolis | Protected Data | Protected Data | Protected Data | Residential | Made In MN | 2016 | 2016 | n/a
Xcel Energy | 85 | 13781 | IOU | OID2580350 | 9.94 | Solar |  |  | Interconnected | Inver Grove Heights | Protected Data | Protected Data | Protected Data | Residential | Made In MN | 2016 | 2016 | n/a
Xcel Energy | 85 | 13781 | IOU | OID2580364 | 6 | Solar |  |  | Interconnected | North Mankato | Protected Data | Protected Data | Protected Data | Residential | Made In MN | 2016 | 2016 | n/a
Xcel Energy | 85 | 13781 | IOU | OID2580365 | 3.8 | Solar |  |  | Interconnected | Northfield | Protected Data | Protected Data | Protected Data | Residential | Made In MN | 2016 | 2016 | n/a
Xcel Energy | 85 | 13781 | IOU | OID2580367 | 5 | Solar |  |  | Interconnected | Minneapolis | Protected Data | Protected Data | Protected Data | Residential | Made In MN | 2016 | 2016 | n/a
Xcel Energy | 85 | 13781 | IOU | OID2580368 | 3.8 | Solar |  |  | Interconnected | Saint Paul | Protected Data | Protected Data | Protected Data | Residential | Made In MN | 2016 | 2016 | n/a
Xcel Energy | 85 | 13781 | IOU | OID2580456 | 3.8 | Solar |  |  | Interconnected | Saint Paul | Protected Data | Protected Data | Protected Data | Residential | Made In MN | 2016 | 2016 | n/a
Xcel Energy | 85 | 13781 | IOU | OID2580560 | 2.4 | Solar |  |  | Interconnected | Roseville | Protected Data | Protected Data | Protected Data | Residential | Made In MN | 2016 | 2016 | n/a
Xcel Energy | 85 | 13781 | IOU | OID2580574 | 7.63 | Solar |  |  | Interconnected | Rogers | Protected Data | Protected Data | Protected Data | Residential | Made In MN | 2016 | 2016 | n/a
Xcel Energy | 85 | 13781 | IOU | OID2580583 | 6 | Solar |  |  | Interconnected | Shoreview | Protected Data | Protected Data | Protected Data | Residential | Made In MN | 2016 | 2016 | n/a
Xcel Energy | 85 | 13781 | IOU | OID2580600 | 7.68 | Solar |  |  | Interconnected | Spring Lake Park | Protected Data | Protected Data | Protected Data | Residential | Made In MN | 2016 | 2016 | n/a
Xcel Energy | 85 | 13781 | IOU | OID2580702 | 11.39 | Solar |  |  | Interconnected | Minneapolis | Protected Data | Protected Data | Protected Data | Commercial | Solar* Rewards | 2016 | 2017 | n/a
Xcel Energy | 85 | 13781 | IOU | OID2580708 | 37.8 | Solar |  |  | Interconnected | Plymouth | Protected Data | Protected Data | Protected Data | Commercial | Made In MN | 2016 | 2016 | n/a
Xcel Energy | 85 | 13781 | IOU | OID2580734 | 3 | Solar |  |  | Interconnected | Roseville | Protected Data | Protected Data | Protected Data | Residential | Made In MN | 2016 | 2016 | n/a
Xcel Energy | 85 | 13781 | IOU | OID2580746 | 10.01 | Solar |  |  | Interconnected | Roseville | Protected Data | Protected Data | Protected Data | Residential | Made In MN | 2016 | 2016 | n/a
Xcel Energy | 85 | 13781 | IOU | OID2580779 | 6.72 | Solar |  |  | Interconnected | Minneapolis | Protected Data | Protected Data | Protected Data | Residential | Made In MN | 2016 | 2016 | n/a
Xcel Energy | 85 | 13781 | IOU | OID2580787 | 20.02 | Solar |  |  | Interconnected | Altura | Protected Data | Protected Data | Protected Data | Commercial | Solar* Rewards | 2016 | 2016 | n/a
Xcel Energy | 85 | 13781 | IOU | OID2580821 | 7.63 | Solar |  |  | Interconnected | Stillwater | Protected Data | Protected Data | Protected Data | Residential | Made In MN | 2016 | 2016 | n/a
Xcel Energy | 85 | 13781 | IOU | OID2580880 | 6 | Solar |  |  | Interconnected | Stacy | Protected Data | Protected Data | Protected Data | Residential | Made In MN | 2016 | 2016 | n/a
Xcel Energy | 85 | 13781 | IOU | OID2580925 | 8.4 | Solar |  |  | Interconnected | Raymond | Protected Data | Protected Data | Protected Data | Commercial | Made In MN | 2016 | 2016 | n/a
Xcel Energy | 85 | 13781 | IOU | OID2581891 | 10.01 | Solar |  |  | Interconnected | Plymouth | Protected Data | Protected Data | Protected Data | Residential | Made In MN | 2016 | 2016 | n/a
Xcel Energy | 85 | 13781 | IOU | OID2582030 | 7.63 | Solar |  |  | Interconnected | Lino Lakes | Protected Data | Protected Data | Protected Data | Residential | Made In MN | 2016 | 2016 | n/a
Xcel Energy | 85 | 13781 | IOU | OID2582037 | 4.8 | Solar |  |  | Interconnected | Montrose | Protected Data | Protected Data | Protected Data | Residential | Made In MN | 2016 | 2016 | n/a
Xcel Energy | 85 | 13781 | IOU | OID2583343 | 5 | Solar |  |  | Interconnected | Northfield | Protected Data | Protected Data | Protected Data | Residential | Solar* Rewards | 2016 | 2016 | n/a
Xcel Energy | 85 | 13781 | IOU | OID2583394 | 20 | Solar |  |  | Interconnected | Mendota Heights | Protected Data | Protected Data | Protected Data | Commercial | Solar* Rewards | 2016 | 2016 | n/a
Xcel Energy | 85 | 13781 | IOU | OID2583580 | 5 | Solar |  |  | Interconnected | Good Thunder | Protected Data | Protected Data | Protected Data | Residential | Solar* Rewards | 2016 | 2016 | n/a
Xcel Energy | 85 | 13781 | IOU | OID2583703 | 6 | Solar |  |  | Interconnected | Plymouth | Protected Data | Protected Data | Protected Data | Residential | Made In MN | 2016 | 2016 | n/a
Xcel Energy | 85 | 13781 | IOU | OID2584373 | 7.63 | Solar |  |  | Interconnected | Saint Paul | Protected Data | Protected Data | Protected Data | Residential | Made In MN | 2016 | 2016 | n/a
Xcel Energy | 85 | 13781 | IOU | OID2584707 | 10.01 | Solar |  |  | Interconnected | Lino Lakes | Protected Data | Protected Data | Protected Data | Residential | Made In MN | 2016 | 2016 | n/a
Xcel Energy | 85 | 13781 | IOU | OID2584840 | 7.63 | Solar |  |  | Interconnected | Faribault | Protected Data | Protected Data | Protected Data | Residential | Made In MN | 2016 | 2016 | n/a
Xcel Energy | 85 | 13781 | IOU | OID2584849 | 5 | Solar |  |  | Interconnected | Minneapolis | Protected Data | Protected Data | Protected Data | Residential | Solar* Rewards | 2016 | 2016 | n/a
Xcel Energy | 85 | 13781 | IOU | OID2584899 | 5.28 | Solar |  |  | Interconnected | Saint Paul | Protected Data | Protected Data | Protected Data | Residential | Made In MN | 2016 | 2016 | n/a
Xcel Energy | 85 | 13781 | IOU | OID2585039 | 10.01 | Solar |  |  | Interconnected | Stillwater | Protected Data | Protected Data | Protected Data | Residential | Made In MN | 2016 | 2016 | n/a
Xcel Energy | 85 | 13781 | IOU | OID2585077 | 4.32 | Solar |  |  | Interconnected | Saint Paul | Protected Data | Protected Data | Protected Data | Residential | Made In MN | 2016 | 2016 | n/a
Xcel Energy | 85 | 13781 | IOU | OID2585165 | 10.01 | Solar |  |  | Interconnected | Shoreview | Protected Data | Protected Data | Protected Data | Residential | Made In MN | 2016 | 2016 | n/a
Xcel Energy | 85 | 13781 | IOU | OID2585167 | 3.8 | Solar |  |  | Interconnected | Mendota Heights | Protected Data | Protected Data | Protected Data | Residential | Made In MN | 2016 | 2016 | n/a
Xcel Energy | 85 | 13781 | IOU | OID2585180 | 4.32 | Solar |  |  | Interconnected | Saint Paul | Protected Data | Protected Data | Protected Data | Residential | Made In MN | 2016 | 2016 | n/a
Xcel Energy | 85 | 13781 | IOU | OID2585184 | 6 | Solar |  |  | Interconnected | Minneapolis | Protected Data | Protected Data | Protected Data | Residential | Made In MN | 2016 | 2016 | n/a
Xcel Energy | 85 | 13781 | IOU | OID2585747 | 7.63 | Solar |  |  | Interconnected | Minneapolis | Protected Data | Protected Data | Protected Data | Residential | Made In MN | 2016 | 2016 | n/a
Xcel Energy | 85 | 13781 | IOU | OID2585883 | 7.625 | Solar |  |  | Interconnected | Bayport | Protected Data | Protected Data | Protected Data | Residential | Solar* Rewards | 2016 | 2016 | n/a
Xcel Energy | 85 | 13781 | IOU | OID2586092 | 15 | Solar |  |  | Interconnected | Mounds View | Protected Data | Protected Data | Protected Data | Commercial | Made In MN | 2016 | 2016 | n/a
Xcel Energy | 85 | 13781 | IOU | OID2586101 | 7.63 | Solar |  |  | Interconnected | Saint Paul | Protected Data | Protected Data | Protected Data | Residential | Made In MN | 2016 | 2016 | n/a
Xcel Energy | 85 | 13781 | IOU | OID2586106 | 5.04 | Solar |  |  | Interconnected | South Saint Paul | Protected Data | Protected Data | Protected Data | Residential | Made In MN | 2016 | 2016 | n/a
Xcel Energy | 85 | 13781 | IOU | OID2586589 | 7.63 | Solar |  |  | Interconnected | Forest Lake | Protected Data | Protected Data | Protected Data | Residential | Made In MN | 2016 | 2016 | n/a
Xcel Energy | 85 | 13781 | IOU | OID2586717 | 7.63 | Solar |  |  | Interconnected | Afton | Protected Data | Protected Data | Protected Data | Residential | Made In MN | 2016 | 2016 | n/a
Xcel Energy | 85 | 13781 | IOU | OID2586758 | 18 | Solar |  |  | Interconnected | Saint Paul | Protected Data | Protected Data | Protected Data | Commercial | Made In MN | 2016 | 2016 | n/a
Xcel Energy | 85 | 13781 | IOU | OID2586811 | 3.8 | Solar |  |  | Interconnected | Minneapolis | Protected Data | Protected Data | Protected Data | Residential | Made In MN | 2016 | 2016 | n/a
Xcel Energy | 85 | 13781 | IOU | OID2586820 | 3 | Solar |  |  | Interconnected | Saint Paul | Protected Data | Protected Data | Protected Data | Residential | Made In MN | 2016 | 2016 | n/a
Xcel Energy | 85 | 13781 | IOU | OID2586839 | 10.01 | Solar |  |  | Interconnected | Stillwater | Protected Data | Protected Data | Protected Data | Residential | Made In MN | 2016 | 2016 | n/a
Xcel Energy | 85 | 13781 | IOU | OID2587169 | 2.16 | Solar |  |  | Interconnected | Saint Paul | Protected Data | Protected Data | Protected Data | Residential | Made In MN | 2016 | 2016 | n/a
Xcel Energy | 85 | 13781 | IOU | OID2587180 | 8.64 | Solar |  |  | Interconnected | Wayzata | Protected Data | Protected Data | Protected Data | Residential | Made In MN | 2016 | 2016 | n/a
Xcel Energy | 85 | 13781 | IOU | OID2587189 | 9.94 | Solar |  |  | Interconnected | Stacy | Protected Data | Protected Data | Protected Data | Residential | Made In MN | 2016 | 2016 | n/a
Xcel Energy | 85 | 13781 | IOU | OID2587298 | 9.94 | Solar |  |  | Interconnected | Woodbury | Protected Data | Protected Data | Protected Data | Residential | Made In MN | 2016 | 2016 | n/a
Xcel Energy | 85 | 13781 | IOU | OID2587310 | 9.94 | Solar |  |  | Interconnected | Richfield | Protected Data | Protected Data | Protected Data | Residential | Made In MN | 2016 | 2016 | n/a
Xcel Energy | 85 | 13781 | IOU | OID2587428 | 6 | Solar |  |  | Interconnected | Maple Grove | Protected Data | Protected Data | Protected Data | Residential | Made In MN | 2016 | 2016 | n/a
Xcel Energy | 85 | 13781 | IOU | OID2587653 | 3.8 | Solar |  |  | Interconnected | Saint Paul | Protected Data | Protected Data | Protected Data | Residential | Made In MN | 2016 | 2016 | n/a
Xcel Energy | 85 | 13781 | IOU | OID2587662 | 9.94 | Solar |  |  | Interconnected | Saint Louis Park | Protected Data | Protected Data | Protected Data | Residential | Made In MN | 2016 | 2016 | n/a
Xcel Energy | 85 | 13781 | IOU | OID2587722 | 3.8 | Solar |  |  | Interconnected | Faribault | Protected Data | Protected Data | Protected Data | Residential | Made In MN | 2016 | 2017 | n/a
Xcel Energy | 85 | 13781 | IOU | OID2587784 | 16.4 | Solar |  |  | Interconnected | Saint Louis Park | Protected Data | Protected Data | Protected Data | Commercial | Solar* Rewards | 2016 | 2016 | n/a
Xcel Energy | 85 | 13781 | IOU | OID2587824 | 16.4 | Solar |  |  | Interconnected | Minneapolis | Protected Data | Protected Data | Protected Data | Commercial | Solar* Rewards | 2016 | 2016 | n/a
Xcel Energy | 85 | 13781 | IOU | OID2588561 | 9.94 | Solar |  |  | Interconnected | Lino Lakes | Protected Data | Protected Data | Protected Data | Residential | Made In MN | 2016 | 2016 | n/a
Xcel Energy | 85 | 13781 | IOU | OID2588572 | 4.32 | Solar |  |  | Interconnected | Wayzata | Protected Data | Protected Data | Protected Data | Residential | Made In MN | 2016 | 2016 | n/a
Xcel Energy | 85 | 13781 | IOU | OID2588611 | 4.945 | Solar |  |  | Interconnected | Saint Paul | Protected Data | Protected Data | Protected Data | Commercial | Solar* Rewards | 2016 | 2018 | n/a
Xcel Energy | 85 | 13781 | IOU | OID2588724 | 11.43 | Solar |  |  | Interconnected | White Bear Lake | Protected Data | Protected Data | Protected Data | Residential | Solar* Rewards | 2016 | 2016 | n/a
Xcel Energy | 85 | 13781 | IOU | OID2588872 | 19.999 | Solar |  |  | Interconnected | Bloomington | Protected Data | Protected Data | Protected Data | Commercial | Solar* Rewards | 2016 | 2017 | n/a
Xcel Energy | 85 | 13781 | IOU | OID2588920 | 36 | Solar |  |  | Interconnected | Minneapolis | Protected Data | Protected Data | Protected Data | Commercial | Made In MN | 2016 | 2017 | n/a
Xcel Energy | 85 | 13781 | IOU | OID2588922 | 6.72 | Solar |  |  | Interconnected | Afton | Protected Data | Protected Data | Protected Data | Residential | Solar* Rewards | 2016 | 2016 | n/a
Xcel Energy | 85 | 13781 | IOU | OID2589759 | 3.84 | Solar |  |  | Interconnected | Maplewood | Protected Data | Protected Data | Protected Data | Residential | Solar* Rewards | 2016 | 2016 | n/a
Xcel Energy | 85 | 13781 | IOU | OID2590390 | 3.8 | Solar |  |  | Interconnected | Oakdale | Protected Data | Protected Data | Protected Data | Residential | Made In MN | 2016 | 2017 | n/a
Xcel Energy | 85 | 13781 | IOU | OID2590391 | 8.64 | Solar |  |  | Interconnected | Saint Cloud | Protected Data | Protected Data | Protected Data | Residential | Made In MN | 2016 | 2016 | n/a
Xcel Energy | 85 | 13781 | IOU | OID2590392 | 9.94 | Solar |  |  | Interconnected | Stillwater | Protected Data | Protected Data | Protected Data | Residential | Made In MN | 2016 | 2016 | n/a
Xcel Energy | 85 | 13781 | IOU | OID2590393 | 3.8 | Solar |  |  | Interconnected | Minneapolis | Protected Data | Protected Data | Protected Data | Residential | Made In MN | 2016 | 2016 | n/a
Xcel Energy | 85 | 13781 | IOU | OID2591019 | 7.63 | Solar |  |  | Interconnected | New Brighton | Protected Data | Protected Data | Protected Data | Residential | Solar* Rewards | 2016 | 2016 | n/a
Xcel Energy | 85 | 13781 | IOU | OID2591023 | 5.94 | Solar |  |  | Interconnected | Woodbury | Protected Data | Protected Data | Protected Data | Residential | Solar* Rewards | 2016 | 2016 | n/a
Xcel Energy | 85 | 13781 | IOU | OID2591050 | 5.76 | Solar |  |  | Interconnected | Minneapolis | Protected Data | Protected Data | Protected Data | Residential | Made In MN | 2016 | 2016 | n/a
Xcel Energy | 85 | 13781 | IOU | OID2591083 | 7.2 | Solar |  |  | Interconnected | Saint Paul | Protected Data | Protected Data | Protected Data | Residential | Made In MN | 2016 | 2017 | n/a
Xcel Energy | 85 | 13781 | IOU | OID2591112 | 7.2 | Solar |  |  | Interconnected | Minneapolis | Protected Data | Protected Data | Protected Data | Residential | Made In MN | 2016 | 2016 | n/a
Xcel Energy | 85 | 13781 | IOU | OID2591139 | 5.76 | Solar |  |  | Interconnected | Minneapolis | Protected Data | Protected Data | Protected Data | Residential | Made In MN | 2016 | 2016 | n/a
Xcel Energy | 85 | 13781 | IOU | OID2591164 | 9.94 | Solar |  |  | Interconnected | Saint Cloud | Protected Data | Protected Data | Protected Data | Residential | Made In MN | 2016 | 2016 | n/a
Xcel Energy | 85 | 13781 | IOU | OID2591221 | 5 | Solar |  |  | Interconnected | Watertown | Protected Data | Protected Data | Protected Data | Residential | Made In MN | 2016 | 2016 | n/a
Xcel Energy | 85 | 13781 | IOU | OID2591256 | 5 | Solar |  |  | Interconnected | Stillwater | Protected Data | Protected Data | Protected Data | Residential | Made In MN | 2016 | 2016 | n/a
Xcel Energy | 85 | 13781 | IOU | OID2591391 | 7.63 | Solar |  |  | Interconnected | Saint Louis Park | Protected Data | Protected Data | Protected Data | Residential | Made In MN | 2016 | 2016 | n/a
Xcel Energy | 85 | 13781 | IOU | OID2591418 | 3.8 | Solar |  |  | Interconnected | Saint Paul | Protected Data | Protected Data | Protected Data | Residential | Made In MN | 2016 | 2016 | n/a
Xcel Energy | 85 | 13781 | IOU | OID2591707 | 3 | Solar |  |  | Interconnected | Northfield | Protected Data | Protected Data | Protected Data | Residential | Made In MN | 2016 | 2016 | n/a
Xcel Energy | 85 | 13781 | IOU | OID2591805 | 8.64 | Solar |  |  | Interconnected | Chisago City | Protected Data | Protected Data | Protected Data | Residential | Made In MN | 2016 | 2016 | n/a
Xcel Energy | 85 | 13781 | IOU | OID2591818 | 6 | Solar |  |  | Interconnected | Saint Paul | Protected Data | Protected Data | Protected Data | Residential | Made In MN | 2016 | 2016 | n/a
Xcel Energy | 85 | 13781 | IOU | OID2592844 | 9.94 | Solar |  |  | Interconnected | Inver Grove Heights | Protected Data | Protected Data | Protected Data | Residential | Made In MN | 2016 | 2017 | n/a
Xcel Energy | 85 | 13781 | IOU | OID2592853 | 5 | Solar |  |  | Interconnected | Hopkins | Protected Data | Protected Data | Protected Data | Residential | Made In MN | 2016 | 2016 | n/a
Xcel Energy | 85 | 13781 | IOU | OID2592865 | 2.88 | Solar |  |  | Interconnected | Saint Paul | Protected Data | Protected Data | Protected Data | Residential | Made In MN | 2016 | 2016 | n/a
Xcel Energy | 85 | 13781 | IOU | OID2592889 | 10 | Solar |  |  | Interconnected | Zumbrota | Protected Data | Protected Data | Protected Data | Residential | Made In MN | 2016 | 2016 | n/a
Xcel Energy | 85 | 13781 | IOU | OID2592895 | 3.36 | Solar |  |  | Interconnected | Plymouth | Protected Data | Protected Data | Protected Data | Residential | Made In MN | 2016 | 2016 | n/a
Xcel Energy | 85 | 13781 | IOU | OID2592921 | 3.12 | Solar |  |  | Interconnected | White Bear Lake | Protected Data | Protected Data | Protected Data | Residential | Made In MN | 2016 | 2016 | n/a
Xcel Energy | 85 | 13781 | IOU | OID2592974 | 6 | Solar |  |  | Interconnected | Stillwater | Protected Data | Protected Data | Protected Data | Residential | Made In MN | 2016 | 2016 | n/a
Xcel Energy | 85 | 13781 | IOU | OID2593588 | 7.63 | Solar |  |  | Interconnected | Tracy | Protected Data | Protected Data | Protected Data | Commercial | Solar* Rewards | 2016 | 2016 | n/a
Xcel Energy | 85 | 13781 | IOU | OID2594115 | 9.94 | Solar |  |  | Interconnected | Altura | Protected Data | Protected Data | Protected Data | Residential | Made In MN | 2016 | 2016 | n/a
Xcel Energy | 85 | 13781 | IOU | OID2594116 | 9.94 | Solar |  |  | Interconnected | Zumbrota | Protected Data | Protected Data | Protected Data | Residential | Made In MN | 2016 | 2016 | n/a
Xcel Energy | 85 | 13781 | IOU | OID2598407 | 37.8 | Solar |  |  | Interconnected | Eagan | Protected Data | Protected Data | Protected Data | Commercial | Made In MN | 2016 | 2016 | n/a
Xcel Energy | 85 | 13781 | IOU | OID2598486 | 5 | Solar |  |  | Interconnected | Minneapolis | Protected Data | Protected Data | Protected Data | Residential | Made In MN | 2016 | 2016 | n/a
Xcel Energy | 85 | 13781 | IOU | OID2599484 | 5.28 | Solar |  |  | Interconnected | Saint Paul | Protected Data | Protected Data | Protected Data | Residential | Made In MN | 2016 | 2017 | n/a
Xcel Energy | 85 | 13781 | IOU | OID2599496 | 9.94 | Solar |  |  | Interconnected | Saint Paul | Protected Data | Protected Data | Protected Data | Residential | Made In MN | 2016 | 2016 | n/a
Xcel Energy | 85 | 13781 | IOU | OID2599500 | 3.84 | Solar |  |  | Interconnected | Bloomington | Protected Data | Protected Data | Protected Data | Residential | Made In MN | 2016 | 2016 | n/a
Xcel Energy | 85 | 13781 | IOU | OID2599506 | 7.92 | Solar |  |  | Interconnected | Dundas | Protected Data | Protected Data | Protected Data | Residential | Made In MN | 2016 | 2016 | n/a
Xcel Energy | 85 | 13781 | IOU | OID2599511 | 7.63 | Solar |  |  | Interconnected | Saint Paul | Protected Data | Protected Data | Protected Data | Residential | Made In MN | 2016 | 2016 | n/a
Xcel Energy | 85 | 13781 | IOU | OID2599521 | 3.84 | Solar |  |  | Interconnected | Stillwater | Protected Data | Protected Data | Protected Data | Residential | Made In MN | 2016 | 2016 | n/a
Xcel Energy | 85 | 13781 | IOU | OID2599530 | 9.94 | Solar |  |  | Interconnected | Waconia | Protected Data | Protected Data | Protected Data | Residential | Made In MN | 2016 | 2016 | n/a
Xcel Energy | 85 | 13781 | IOU | OID2599576 | 9.94 | Solar |  |  | Interconnected | Mendota Heights | Protected Data | Protected Data | Protected Data | Residential | Made In MN | 2016 | 2016 | n/a
Xcel Energy | 85 | 13781 | IOU | OID2599593 | 7.63 | Solar |  |  | Interconnected | Afton | Protected Data | Protected Data | Protected Data | Residential | Solar* Rewards | 2016 | 2016 | n/a
Xcel Energy | 85 | 13781 | IOU | OID2599654 | 6 | Solar |  |  | Interconnected | Wyoming | Protected Data | Protected Data | Protected Data | Residential | Made In MN | 2016 | 2016 | n/a
Xcel Energy | 85 | 13781 | IOU | OID2599658 | 6 | Solar |  |  | Interconnected | Shoreview | Protected Data | Protected Data | Protected Data | Residential | Made In MN | 2016 | 2016 | n/a
Xcel Energy | 85 | 13781 | IOU | OID2599664 | 7.63 | Solar |  |  | Interconnected | Minneapolis | Protected Data | Protected Data | Protected Data | Residential | Solar* Rewards | 2016 | 2016 | n/a
Xcel Energy | 85 | 13781 | IOU | OID2599956 | 10 | Solar |  |  | Interconnected | Faribault | Protected Data | Protected Data | Protected Data | Residential | Made In MN | 2016 | 2016 | n/a
Xcel Energy | 85 | 13781 | IOU | OID2600417 | 9.94 | Solar |  |  | Interconnected | Kasson | Protected Data | Protected Data | Protected Data | Residential | Made In MN | 2016 | 2016 | n/a
Xcel Energy | 85 | 13781 | IOU | OID2600495 | 36 | Solar |  |  | Interconnected | Saint Anthony | Protected Data | Protected Data | Protected Data | Commercial | Made In MN | 2016 | 2016 | n/a
Xcel Energy | 85 | 13781 | IOU | OID2600526 | 6 | Solar |  |  | Interconnected | Roseville | Protected Data | Protected Data | Protected Data | Residential | Solar* Rewards | 2016 | 2016 | n/a
Xcel Energy | 85 | 13781 | IOU | OID2600645 | 9.94 | Solar |  |  | Interconnected | Eden Prairie | Protected Data | Protected Data | Protected Data | Residential | Made In MN | 2016 | 2016 | n/a
Xcel Energy | 85 | 13781 | IOU | OID2600674 | 7.63 | Solar |  |  | Interconnected | Mankato | Protected Data | Protected Data | Protected Data | Residential | Solar* Rewards | 2016 | 2016 | n/a
Xcel Energy | 85 | 13781 | IOU | OID2601286 | 15.36 | Solar |  |  | Interconnected | Blaine | Protected Data | Protected Data | Protected Data | Commercial | Solar* Rewards | 2016 | 2016 | n/a
Xcel Energy | 85 | 13781 | IOU | OID2601430 | 5 | Solar |  |  | Interconnected | Arden Hills | Protected Data | Protected Data | Protected Data | Residential | Made In MN | 2016 | 2016 | n/a
Xcel Energy | 85 | 13781 | IOU | OID2601449 | 6 | Solar |  |  | Interconnected | Stillwater | Protected Data | Protected Data | Protected Data | Residential | Made In MN | 2016 | 2016 | n/a
Xcel Energy | 85 | 13781 | IOU | OID2601451 | 6.75 | Solar |  |  | Interconnected | Minneapolis | Protected Data | Protected Data | Protected Data | Residential | Made In MN | 2016 | 2016 | n/a
Xcel Energy | 85 | 13781 | IOU | OID2601487 | 7.63 | Solar |  |  | Interconnected | Glencoe | Protected Data | Protected Data | Protected Data | Residential | Made In MN | 2016 | 2016 | n/a
Xcel Energy | 85 | 13781 | IOU | OID2603428 | 5 | Solar |  |  | Interconnected | Minneapolis | Protected Data | Protected Data | Protected Data | Residential | Solar* Rewards | 2016 | 2016 | n/a
Xcel Energy | 85 | 13781 | IOU | OID2603695 | 3.84 | Solar |  |  | Interconnected | Golden Valley | Protected Data | Protected Data | Protected Data | Residential | Made In MN | 2016 | 2016 | n/a
Xcel Energy | 85 | 13781 | IOU | OID2603700 | 5 | Solar |  |  | Interconnected | Minneapolis | Protected Data | Protected Data | Protected Data | Residential | Made In MN | 2016 | 2016 | n/a
Xcel Energy | 85 | 13781 | IOU | OID2603708 | 144 | Solar |  |  | Interconnected | Hugo | Protected Data | Protected Data | Protected Data | Residential | Made In MN | 2016 | 2016 | n/a
Xcel Energy | 85 | 13781 | IOU | OID2603753 | 9.94 | Solar |  |  | Interconnected | Inver Grove Heights | Protected Data | Protected Data | Protected Data | Commercial | Made In MN | 2016 | 2016 | n/a
Xcel Energy | 85 | 13781 | IOU | OID2603796 | 9.94 | Solar |  |  | Interconnected | Scandia | Protected Data | Protected Data | Protected Data | Residential | Made In MN | 2016 | 2016 | n/a
Xcel Energy | 85 | 13781 | IOU | OID2603802 | 3 | Solar |  |  | Interconnected | Saint Paul | Protected Data | Protected Data | Protected Data | Residential | Made In MN | 2016 | 2016 | n/a
Xcel Energy | 85 | 13781 | IOU | OID2603847 | 6.24 | Solar |  |  | Interconnected | Lakeville | Protected Data | Protected Data | Protected Data | Residential | Made In MN | 2016 | 2017 | n/a
Xcel Energy | 85 | 13781 | IOU | OID2603853 | 9.94 | Solar |  |  | Interconnected | Hugo | Protected Data | Protected Data | Protected Data | Residential | Made In MN | 2016 | 2016 | n/a
Xcel Energy | 85 | 13781 | IOU | OID2603861 | 7.63 | Solar |  |  | Interconnected | Oakdale | Protected Data | Protected Data | Protected Data | Residential | Made In MN | 2016 | 2016 | n/a
Xcel Energy | 85 | 13781 | IOU | OID2604156 | 9.94 | Solar |  |  | Interconnected | North Branch | Protected Data | Protected Data | Protected Data | Residential | Made In MN | 2016 | 2016 | n/a
Xcel Energy | 85 | 13781 | IOU | OID2604592 | 37.8 | Solar |  |  | Interconnected | Plymouth | Protected Data | Protected Data | Protected Data | Commercial | Made In MN | 2016 | 2016 | n/a
Xcel Energy | 85 | 13781 | IOU | OID2604657 | 8.4 | Solar |  |  | Interconnected | Mazeppa | Protected Data | Protected Data | Protected Data | Residential | Made In MN | 2016 | 2016 | n/a
Xcel Energy | 85 | 13781 | IOU | OID2604659 | 9.94 | Solar |  |  | Interconnected | Woodbury | Protected Data | Protected Data | Protected Data | Residential | Made In MN | 2016 | 2017 | n/a
Xcel Energy | 85 | 13781 | IOU | OID2604661 | 3.36 | Solar |  |  | Interconnected | Eden Prairie | Protected Data | Protected Data | Protected Data | Residential | Made In MN | 2016 | 2016 | n/a
Xcel Energy | 85 | 13781 | IOU | OID2604662 | 7.63 | Solar |  |  | Interconnected | Farmington | Protected Data | Protected Data | Protected Data | Residential | Made In MN | 2016 | 2016 | n/a
Xcel Energy | 85 | 13781 | IOU | OID2604663 | 9.94 | Solar |  |  | Interconnected | Mahtomedi | Protected Data | Protected Data | Protected Data | Residential | Made In MN | 2016 | 2016 | n/a
Xcel Energy | 85 | 13781 | IOU | OID2604664 | 3.8 | Solar |  |  | Interconnected | Saint Paul | Protected Data | Protected Data | Protected Data | Residential | Made In MN | 2016 | 2016 | n/a
Xcel Energy | 85 | 13781 | IOU | OID2604665 | 7.63 | Solar |  |  | Interconnected | Plymouth | Protected Data | Protected Data | Protected Data | Residential | Made In MN | 2016 | 2016 | n/a
Xcel Energy | 85 | 13781 | IOU | OID2604821 | 160.23 | Solar |  |  | Interconnected | Wabasha | Protected Data | Protected Data | Protected Data | Residential | Solar* Rewards | 2016 | 2016 | n/a
Xcel Energy | 85 | 13781 | IOU | OID2605559 | 9.94 | Solar |  |  | Interconnected | Altura | Protected Data | Protected Data | Protected Data | Residential | Made In MN | 2016 | 2016 | n/a
Xcel Energy | 85 | 13781 | IOU | OID2605608 | 20 | Solar |  |  | Interconnected | Vadnais Heights | Protected Data | Protected Data | Protected Data | Commercial | Solar* Rewards | 2016 | 2017 | n/a
Xcel Energy | 85 | 13781 | IOU | OID2605806 | 9.94 | Solar |  |  | Interconnected | Minnetonka | Protected Data | Protected Data | Protected Data | Residential | Made In MN | 2016 | 2016 | n/a
Xcel Energy | 85 | 13781 | IOU | OID2605896 | 3 | Solar |  |  | Interconnected | Minneapolis | Protected Data | Protected Data | Protected Data | Residential | Made In MN | 2016 | 2016 | n/a
Xcel Energy | 85 | 13781 | IOU | OID2605919 | 9.94 | Solar |  |  | Interconnected | Maplewood | Protected Data | Protected Data | Protected Data | Residential | Made In MN | 2016 | 2017 | n/a
Xcel Energy | 85 | 13781 | IOU | OID2606428 | 8.64 | Solar |  |  | Interconnected | Center City | Protected Data | Protected Data | Protected Data | Residential | Made In MN | 2016 | 2016 | n/a
Xcel Energy | 85 | 13781 | IOU | OID2607591 | 5 | Solar |  |  | Interconnected | Afton | Protected Data | Protected Data | Protected Data | Residential | Solar* Rewards | 2016 | 2016 | n/a
Xcel Energy | 85 | 13781 | IOU | OID2607633 | 18 | Solar |  |  | Interconnected | Maple Grove | Protected Data | Protected Data | Protected Data | Commercial | Solar* Rewards | 2016 | 2016 | n/a
Xcel Energy | 85 | 13781 | IOU | OID2607732 | 9.94 | Solar |  |  | Interconnected | North Branch | Protected Data | Protected Data | Protected Data | Residential | Made In MN | 2016 | 2016 | n/a
Xcel Energy | 85 | 13781 | IOU | OID2607883 | 8.4 | Solar |  |  | Interconnected | Jordan | Protected Data | Protected Data | Protected Data | Residential | Made In MN | 2016 | 2016 | n/a
Xcel Energy | 85 | 13781 | IOU | OID2607886 | 9.94 | Solar |  |  | Interconnected | Dassel | Protected Data | Protected Data | Protected Data | Residential | Made In MN | 2016 | 2016 | n/a
Xcel Energy | 85 | 13781 | IOU | OID2607888 | 5 | Solar |  |  | Interconnected | West Saint Paul | Protected Data | Protected Data | Protected Data | Residential | Made In MN | 2016 | 2016 | n/a
Xcel Energy | 85 | 13781 | IOU | OID2609135 | 9.94 | Solar |  |  | Interconnected | Delano | Protected Data | Protected Data | Protected Data | Residential | Made In MN | 2016 | 2016 | n/a
Xcel Energy | 85 | 13781 | IOU | OID2609229 | 3.8 | Solar |  |  | Interconnected | Minneapolis | Protected Data | Protected Data | Protected Data | Residential | Solar* Rewards | 2016 | 2016 | n/a
Xcel Energy | 85 | 13781 | IOU | OID2611830 | 3.8 | Solar |  |  | Interconnected | Chanhassen | Protected Data | Protected Data | Protected Data | Residential | Made In MN | 2016 | 2016 | n/a
Xcel Energy | 85 | 13781 | IOU | OID2611955 | 10 | Solar |  |  | Interconnected | Mapleton | Protected Data | Protected Data | Protected Data | Residential | Solar* Rewards | 2016 | 2016 | n/a
Xcel Energy | 85 | 13781 | IOU | OID2612599 | 15.2 | Solar |  |  | Interconnected | Mapleton | Protected Data | Protected Data | Protected Data | Residential | Solar* Rewards | 2016 | 2016 | n/a
Xcel Energy | 85 | 13781 | IOU | OID2615020 | 9.94 | Solar |  |  | Interconnected | Center City | Protected Data | Protected Data | Protected Data | Residential | Made In MN | 2016 | 2016 | n/a
Xcel Energy | 85 | 13781 | IOU | OID2615346 | 3.12 | Solar |  |  | Interconnected | Saint Paul | Protected Data | Protected Data | Protected Data | Residential | Made In MN | 2016 | 2016 | n/a
Xcel Energy | 85 | 13781 | IOU | OID2615783 | 5 | Solar |  |  | Interconnected | Saint Paul | Protected Data | Protected Data | Protected Data | Residential | Made In MN | 2016 | 2016 | n/a
Xcel Energy | 85 | 13781 | IOU | OID2615909 | 20 | Solar |  |  | Interconnected | Plymouth | Protected Data | Protected Data | Protected Data | Commercial | Solar* Rewards | 2016 | 2017 | n/a
Xcel Energy | 85 | 13781 | IOU | OID2616202 | 7.63 | Solar |  |  | Interconnected | Saint Louis Park | Protected Data | Protected Data | Protected Data | Residential | Solar* Rewards | 2016 | 2016 | n/a
Xcel Energy | 85 | 13781 | IOU | OID2616375 | 3 | Solar |  |  | Interconnected | Golden Valley | Protected Data | Protected Data | Protected Data | Residential | Made In MN | 2016 | 2016 | n/a
Xcel Energy | 85 | 13781 | IOU | OID2616417 | 6 | Solar |  |  | Interconnected | Stillwater | Protected Data | Protected Data | Protected Data | Residential | Made In MN | 2016 | 2016 | n/a
Xcel Energy | 85 | 13781 | IOU | OID2616421 | 38.04 | Solar |  |  | Interconnected | Altura | Protected Data | Protected Data | Protected Data | Commercial | Made In MN | 2016 | 2017 | n/a
Xcel Energy | 85 | 13781 | IOU | OID2616508 | 6 | Solar |  |  | Interconnected | Saint Anthony | Protected Data | Protected Data | Protected Data | Residential | Solar* Rewards | 2016 | 2016 | n/a
Xcel Energy | 85 | 13781 | IOU | OID2617470 | 39.76 | Solar |  |  | Interconnected | Eagan | Protected Data | Protected Data | Protected Data | Commercial | Made In MN | 2016 | 2017 | n/a
Xcel Energy | 85 | 13781 | IOU | OID2617772 | 9.45 | Solar |  |  | Interconnected | Sauk Rapids | Protected Data | Protected Data | Protected Data | Residential | Made In MN | 2016 | 2017 | n/a
Xcel Energy | 85 | 13781 | IOU | OID2617795 | 39.76 | Solar |  |  | Interconnected | Eagan | Protected Data | Protected Data | Protected Data | Commercial | Made In MN | 2016 | 2017 | n/a
Xcel Energy | 85 | 13781 | IOU | OID2617818 | 39.76 | Solar |  |  | Interconnected | Eagan | Protected Data | Protected Data | Protected Data | Commercial | Made In MN | 2016 | 2017 | n/a
Xcel Energy | 85 | 13781 | IOU | OID2617837 | 39.76 | Solar |  |  | Interconnected | Eagan | Protected Data | Protected Data | Protected Data | Commercial | Made In MN | 2016 | 2017 | n/a
Xcel Energy | 85 | 13781 | IOU | OID2618834 | 5 | Solar |  |  | Interconnected | La Crescent | Protected Data | Protected Data | Protected Data | Residential | Made In MN | 2016 | 2016 | n/a
Xcel Energy | 85 | 13781 | IOU | OID2618843 | 4.32 | Solar |  |  | Interconnected | Northfield | Protected Data | Protected Data | Protected Data | Residential | Made In MN | 2016 | 2016 | n/a
Xcel Energy | 85 | 13781 | IOU | OID2618857 | 9.94 | Solar |  |  | Interconnected | Dennison | Protected Data | Protected Data | Protected Data | Residential | Made In MN | 2016 | 2017 | n/a
Xcel Energy | 85 | 13781 | IOU | OID2619960 | 2.88 | Solar |  |  | Interconnected | Minneapolis | Protected Data | Protected Data | Protected Data | Residential | Made In MN | 2016 | 2016 | n/a
Xcel Energy | 85 | 13781 | IOU | OID2622266 | 5.52 | Solar |  |  | Interconnected | Arden Hills | Protected Data | Protected Data | Protected Data | Residential | Made In MN | 2016 | 2016 | n/a
Xcel Energy | 85 | 13781 | IOU | OID2622316 | 5.76 | Solar |  |  | Interconnected | Minneapolis | Protected Data | Protected Data | Protected Data | Residential | Made In MN | 2016 | 2016 | n/a
Xcel Energy | 85 | 13781 | IOU | OID2622410 | 39.76 | Solar |  |  | Interconnected | Watertown | Protected Data | Protected Data | Protected Data | Commercial | Made In MN | 2016 | 2016 | n/a
Xcel Energy | 85 | 13781 | IOU | OID2622568 | 9.94 | Solar |  |  | Interconnected | Hastings | Protected Data | Protected Data | Protected Data | Residential | Made In MN | 2016 | 2016 | n/a
Xcel Energy | 85 | 13781 | IOU | OID2622922 | 5 | Solar |  |  | Interconnected | Red Wing | Protected Data | Protected Data | Protected Data | Residential | Solar* Rewards | 2016 | 2016 | n/a
Xcel Energy | 85 | 13781 | IOU | OID2622931 | 5 | Solar |  |  | Interconnected | Minneapolis | Protected Data | Protected Data | Protected Data | Residential | Solar* Rewards | 2016 | 2016 | n/a
Xcel Energy | 85 | 13781 | IOU | OID2623103 | 3.8 | Solar |  |  | Interconnected | Minneapolis | Protected Data | Protected Data | Protected Data | Residential | Solar* Rewards | 2016 | 2016 | n/a
Xcel Energy | 85 | 13781 | IOU | OID2623744 | 4.08 | Solar |  |  | Interconnected | Maplewood | Protected Data | Protected Data | Protected Data | Residential | Solar* Rewards | 2016 | 2016 | n/a
Xcel Energy | 85 | 13781 | IOU | OID2624785 | 17.57 | Solar |  |  | Interconnected | Minneapolis | Protected Data | Protected Data | Protected Data | Commercial | Solar* Rewards | 2016 | 2016 | n/a
Xcel Energy | 85 | 13781 | IOU | OID2624950 | 17.57 | Solar |  |  | Interconnected | Saint Louis Park | Protected Data | Protected Data | Protected Data | Commercial | Solar* Rewards | 2016 | 2016 | n/a
Xcel Energy | 85 | 13781 | IOU | OID2624955 | 15.26 | Solar |  |  | Interconnected | Minneapolis | Protected Data | Protected Data | Protected Data | Commercial | Solar* Rewards | 2016 | 2016 | n/a
Xcel Energy | 85 | 13781 | IOU | OID2624959 | 18 | Solar |  |  | Interconnected | Roseville | Protected Data | Protected Data | Protected Data | Commercial | Solar* Rewards | 2016 | 2016 | n/a
Xcel Energy | 85 | 13781 | IOU | OID2625171 | 9.94 | Solar |  |  | Interconnected | Minneapolis | Protected Data | Protected Data | Protected Data | Commercial | Solar* Rewards | 2016 | 2016 | n/a
Xcel Energy | 85 | 13781 | IOU | OID2628184 | 7.63 | Solar |  |  | Interconnected | Crystal | Protected Data | Protected Data | Protected Data | Residential | Solar* Rewards | 2016 | 2016 | n/a
Xcel Energy | 85 | 13781 | IOU | OID2628756 | 9.94 | Solar |  |  | Interconnected | Dodge Center | Protected Data | Protected Data | Protected Data | Residential | Made In MN | 2016 | 2016 | n/a
Xcel Energy | 85 | 13781 | IOU | OID2629153 | 15.26 | Solar |  |  | Interconnected | Minnetrista | Protected Data | Protected Data | Protected Data | Residential | Solar* Rewards | 2016 | 2016 | n/a
Xcel Energy | 85 | 13781 | IOU | OID2629290 | 9.94 | Solar |  |  | Interconnected | Marine On Saint Croix | Protected Data | Protected Data | Protected Data | Residential | Solar* Rewards | 2016 | 2016 | n/a
Xcel Energy | 85 | 13781 | IOU | OID2629291 | 3.8 | Solar |  |  | Interconnected | Saint Paul | Protected Data | Protected Data | Protected Data | Residential | Made In MN | 2016 | 2016 | n/a
Xcel Energy | 85 | 13781 | IOU | OID2629329 | 36 | Solar |  |  | Interconnected | Woodbury | Protected Data | Protected Data | Protected Data | Commercial | Made In MN | 2016 | 2016 | n/a
Xcel Energy | 85 | 13781 | IOU | OID2629884 | 2.58 | Solar |  |  | Interconnected | Minneapolis | Protected Data | Protected Data | Protected Data | Residential | Solar* Rewards | 2016 | 2016 | n/a
Xcel Energy | 85 | 13781 | IOU | OID2630001 | 33.4 | Solar |  |  | Interconnected | Minneapolis | Protected Data | Protected Data | Protected Data | Commercial | Made In MN | 2016 | 2016 | n/a
Xcel Energy | 85 | 13781 | IOU | OID2630724 | 9 | Solar |  |  | Interconnected | Winona | Protected Data | Protected Data | Protected Data | Residential | Made In MN | 2016 | 2016 | n/a
Xcel Energy | 85 | 13781 | IOU | OID2630864 | 9 | Solar |  |  | Interconnected | La Crescent | Protected Data | Protected Data | Protected Data | Residential | Made In MN | 2016 | 2017 | n/a
Xcel Energy | 85 | 13781 | IOU | OID2630934 | 9.8 | Solar |  |  | Interconnected | Woodbury | Protected Data | Protected Data | Protected Data | Residential | Solar* Rewards | 2016 | 2016 | n/a
Xcel Energy | 85 | 13781 | IOU | OID2630942 | 9 | Solar |  |  | Interconnected | Winona | Protected Data | Protected Data | Protected Data | Residential | Made In MN | 2016 | 2016 | n/a
Xcel Energy | 85 | 13781 | IOU | OID2631008 | 9.94 | Solar |  |  | Interconnected | North Branch | Protected Data | Protected Data | Protected Data | Residential | Made In MN | 2016 | 2016 | n/a
Xcel Energy | 85 | 13781 | IOU | OID2631020 | 9.94 | Solar |  |  | Interconnected | La Crescent | Protected Data | Protected Data | Protected Data | Residential | Made In MN | 2016 | 2016 | n/a
Xcel Energy | 85 | 13781 | IOU | OID2631062 | 6 | Solar |  |  | Interconnected | Saint Paul | Protected Data | Protected Data | Protected Data | Residential | Solar* Rewards | 2016 | 2016 | n/a
Xcel Energy | 85 | 13781 | IOU | OID2631071 | 9 | Solar |  |  | Interconnected | La Crescent | Protected Data | Protected Data | Protected Data | Residential | Made In MN | 2016 | 2016 | n/a
Xcel Energy | 85 | 13781 | IOU | OID2631078 | 6.72 | Solar |  |  | Interconnected | Minneapolis | Protected Data | Protected Data | Protected Data | Residential | Solar* Rewards | 2016 | 2017 | n/a
Xcel Energy | 85 | 13781 | IOU | OID2631085 | 7.63 | Solar |  |  | Interconnected | Woodbury | Protected Data | Protected Data | Protected Data | Residential | Solar* Rewards | 2016 | 2016 | n/a
Xcel Energy | 85 | 13781 | IOU | OID2631093 | 6 | Solar |  |  | Interconnected | Little Canada | Protected Data | Protected Data | Protected Data | Residential | Solar* Rewards | 2016 | 2016 | n/a
Xcel Energy | 85 | 13781 | IOU | OID2631121 | 9 | Solar |  |  | Interconnected | La Crescent | Protected Data | Protected Data | Protected Data | Residential | Made In MN | 2016 | 2016 | n/a
Xcel Energy | 85 | 13781 | IOU | OID2631146 | 9 | Solar |  |  | Interconnected | La Crescent | Protected Data | Protected Data | Protected Data | Residential | Made In MN | 2016 | 2016 | n/a
Xcel Energy | 85 | 13781 | IOU | OID2631175 | 36 | Solar |  |  | Interconnected | Chisago City | Protected Data | Protected Data | Protected Data | Commercial | Made In MN | 2016 | 2016 | n/a
Xcel Energy | 85 | 13781 | IOU | OID2631355 | 7 | Solar |  |  | Interconnected | Red Wing | Protected Data | Protected Data | Protected Data | Residential | Made In MN | 2016 | 2016 | n/a
Xcel Energy | 85 | 13781 | IOU | OID2631417 | 9 | Solar |  |  | Interconnected | Wabasha | Protected Data | Protected Data | Protected Data | Residential | Made In MN | 2016 | 2016 | n/a
Xcel Energy | 85 | 13781 | IOU | OID2631493 | 9 | Solar |  |  | Interconnected | Kellogg | Protected Data | Protected Data | Protected Data | Residential | Made In MN | 2016 | 2016 | n/a
Xcel Energy | 85 | 13781 | IOU | OID2631534 | 9 | Solar |  |  | Interconnected | Wabasha | Protected Data | Protected Data | Protected Data | Residential | Made In MN | 2016 | 2016 | n/a
Xcel Energy | 85 | 13781 | IOU | OID2631577 | 8 | Solar |  |  | Interconnected | Wabasha | Protected Data | Protected Data | Protected Data | Commercial | Made In MN | 2016 | 2016 | n/a
Xcel Energy | 85 | 13781 | IOU | OID2631749 | 7 | Solar |  |  | Interconnected | Wabasha | Protected Data | Protected Data | Protected Data | Residential | Made In MN | 2016 | 2016 | n/a
Xcel Energy | 85 | 13781 | IOU | OID2632174 | 31.5 | Solar |  |  | Interconnected | Kellogg | Protected Data | Protected Data | Protected Data | Commercial | Made In MN | 2016 | 2016 | n/a
Xcel Energy | 85 | 13781 | IOU | OID2632199 | 2.7 | Solar |  |  | Interconnected | Minneapolis | Protected Data | Protected Data | Protected Data | Residential | Solar* Rewards | 2016 | 2017 | n/a
Xcel Energy | 85 | 13781 | IOU | OID2632243 | 17.57 | Solar |  |  | Interconnected | Minneapolis | Protected Data | Protected Data | Protected Data | Commercial | Solar* Rewards | 2016 | 2017 | n/a
Xcel Energy | 85 | 13781 | IOU | OID2632259 | 9.94 | Solar |  |  | Interconnected | Shoreview | Protected Data | Protected Data | Protected Data | Residential | Solar* Rewards | 2016 | 2016 | n/a
Xcel Energy | 85 | 13781 | IOU | OID2632458 | 3.8 | Solar |  |  | Interconnected | Saint Paul | Protected Data | Protected Data | Protected Data | Residential | Solar* Rewards | 2016 | 2016 | n/a
Xcel Energy | 85 | 13781 | IOU | OID2632469 | 3.24 | Solar |  |  | Interconnected | Saint Paul | Protected Data | Protected Data | Protected Data | Residential | Solar* Rewards | 2016 | 2016 | n/a
Xcel Energy | 85 | 13781 | IOU | OID2632518 | 8.5 | Solar |  |  | Interconnected | La Crescent | Protected Data | Protected Data | Protected Data | Residential | Made In MN | 2016 | 2016 | n/a
Xcel Energy | 85 | 13781 | IOU | OID2632563 | 3 | Solar |  |  | Interconnected | Minneapolis | Protected Data | Protected Data | Protected Data | Residential | Solar* Rewards | 2016 | 2017 | n/a
Xcel Energy | 85 | 13781 | IOU | OID2632572 | 6 | Solar |  |  | Interconnected | Saint Paul | Protected Data | Protected Data | Protected Data | Residential | Solar* Rewards | 2016 | 2016 | n/a
Xcel Energy | 85 | 13781 | IOU | OID2632579 | 7.63 | Solar |  |  | Interconnected | Minneapolis | Protected Data | Protected Data | Protected Data | Residential | Solar* Rewards | 2016 | 2016 | n/a
Xcel Energy | 85 | 13781 | IOU | OID2632602 | 9 | Solar |  |  | Interconnected | Wabasha | Protected Data | Protected Data | Protected Data | Residential | Made In MN | 2016 | 2016 | n/a
Xcel Energy | 85 | 13781 | IOU | OID2632628 | 6 | Solar |  |  | Interconnected | Bloomington | Protected Data | Protected Data | Protected Data | Residential | Solar* Rewards | 2016 | 2016 | n/a
Xcel Energy | 85 | 13781 | IOU | OID2632659 | 7.63 | Solar |  |  | Interconnected | Northfield | Protected Data | Protected Data | Protected Data | Commercial | Solar* Rewards | 2016 | 2016 | n/a
Xcel Energy | 85 | 13781 | IOU | OID2632664 | 2.88 | Solar |  |  | Interconnected | Saint Paul | Protected Data | Protected Data | Protected Data | Residential | Solar* Rewards | 2016 | 2016 | n/a
Xcel Energy | 85 | 13781 | IOU | OID2632675 | 9.94 | Solar |  |  | Interconnected | Oakdale | Protected Data | Protected Data | Protected Data | Residential | Solar* Rewards | 2016 | 2016 | n/a
Xcel Energy | 85 | 13781 | IOU | OID2632696 | 5 | Solar |  |  | Interconnected | Minneapolis | Protected Data | Protected Data | Protected Data | Residential | Solar* Rewards | 2016 | 2017 | n/a
Xcel Energy | 85 | 13781 | IOU | OID2632740 | 3.8 | Solar |  |  | Interconnected | Minneapolis | Protected Data | Protected Data | Protected Data | Residential | Solar* Rewards | 2016 | 2017 | n/a
Xcel Energy | 85 | 13781 | IOU | OID2632774 | 7.63 | Solar |  |  | Interconnected | Minneapolis | Protected Data | Protected Data | Protected Data | Residential | Solar* Rewards | 2016 | 2017 | n/a
Xcel Energy | 85 | 13781 | IOU | OID2632912 | 6.48 | Solar |  |  | Interconnected | Fridley | Protected Data | Protected Data | Protected Data | Residential | Solar* Rewards | 2016 | 2016 | n/a
Xcel Energy | 85 | 13781 | IOU | OID2633567 | 3.8 | Solar |  |  | Interconnected | Minneapolis | Protected Data | Protected Data | Protected Data | Residential | Solar* Rewards | 2016 | 2016 | n/a
Xcel Energy | 85 | 13781 | IOU | OID2633577 | 8.64 | Solar |  |  | Interconnected | Arden Hills | Protected Data | Protected Data | Protected Data | Residential | Solar* Rewards | 2016 | 2016 | n/a
Xcel Energy | 85 | 13781 | IOU | OID2633580 | 9.94 | Solar |  |  | Interconnected | Northfield | Protected Data | Protected Data | Protected Data | Residential | Solar* Rewards | 2016 | 2016 | n/a
Xcel Energy | 85 | 13781 | IOU | OID2633582 | 7.63 | Solar |  |  | Interconnected | Minneapolis | Protected Data | Protected Data | Protected Data | Residential | Solar* Rewards | 2016 | 2017 | n/a
Xcel Energy | 85 | 13781 | IOU | OID2633596 | 1.2 | Solar |  |  | Interconnected | Arden Hills | Protected Data | Protected Data | Protected Data | Residential | Solar* Rewards | 2016 | 2016 | n/a
Xcel Energy | 85 | 13781 | IOU | OID2633609 | 12.63 | Solar |  |  | Interconnected | Faribault | Protected Data | Protected Data | Protected Data | Residential | Solar* Rewards | 2016 | 2016 | n/a
Xcel Energy | 85 | 13781 | IOU | OID2633613 | 5 | Solar |  |  | Interconnected | Lindstrom | Protected Data | Protected Data | Protected Data | Residential | Solar* Rewards | 2016 | 2016 | n/a
Xcel Energy | 85 | 13781 | IOU | OID2634357 | 7.63 | Solar |  |  | Interconnected | Mound | Protected Data | Protected Data | Protected Data | Residential | Solar* Rewards | 2016 | 2016 | n/a
Xcel Energy | 85 | 13781 | IOU | OID2634395 | 9.94 | Solar |  |  | Interconnected | Minneapolis | Protected Data | Protected Data | Protected Data | Commercial | Made In MN | 2016 | 2016 | n/a
Xcel Energy | 85 | 13781 | IOU | OID2636322 | 9.94 | Solar |  |  | Interconnected | West Saint Paul | Protected Data | Protected Data | Protected Data | Commercial | Solar* Rewards | 2016 | 2016 | n/a
Xcel Energy | 85 | 13781 | IOU | OID2636351 | 6 | Solar |  |  | Interconnected | Saint Louis Park | Protected Data | Protected Data | Protected Data | Residential | Solar* Rewards | 2016 | 2016 | n/a
Xcel Energy | 85 | 13781 | IOU | OID2636875 | 20 | Solar |  |  | Interconnected | Columbia Heights | Protected Data | Protected Data | Protected Data | Commercial | Solar* Rewards | 2016 | 2017 | n/a
Xcel Energy | 85 | 13781 | IOU | OID2636886 | 9.94 | Solar |  |  | Interconnected | Stacy | Protected Data | Protected Data | Protected Data | Residential | Solar* Rewards | 2016 | 2017 | n/a
Xcel Energy | 85 | 13781 | IOU | OID2636914 | 11.39 | Solar |  |  | Interconnected | Stillwater | Protected Data | Protected Data | Protected Data | Residential | Solar* Rewards | 2016 | 2017 | n/a
Xcel Energy | 85 | 13781 | IOU | OID2637117 | 8.64 | Solar |  |  | Interconnected | Saint Paul | Protected Data | Protected Data | Protected Data | Residential | Made In MN | 2016 | 2016 | n/a
Xcel Energy | 85 | 13781 | IOU | OID2637280 | 11.39 | Solar |  |  | Interconnected | Farmington | Protected Data | Protected Data | Protected Data | Residential | Solar* Rewards | 2016 | 2016 | n/a
Xcel Energy | 85 | 13781 | IOU | OID2637295 | 3.8 | Solar |  |  | Interconnected | Saint Paul | Protected Data | Protected Data | Protected Data | Residential | Solar* Rewards | 2016 | 2017 | n/a
Xcel Energy | 85 | 13781 | IOU | OID2637303 | 9.94 | Solar |  |  | Interconnected | Chisago City | Protected Data | Protected Data | Protected Data | Residential | Made In MN | 2016 | 2016 | n/a
Xcel Energy | 85 | 13781 | IOU | OID2637338 | 40 | Solar |  |  | Interconnected | Minneapolis | Protected Data | Protected Data | Protected Data | Commercial | Made In MN | 2016 | 2017 | n/a
Xcel Energy | 85 | 13781 | IOU | OID2637709 | 7.63 | Solar |  |  | Interconnected | Minneapolis | Protected Data | Protected Data | Protected Data | Residential | Solar* Rewards | 2016 | 2016 | n/a
Xcel Energy | 85 | 13781 | IOU | OID2638352 | 7.63 | Solar |  |  | Interconnected | Red Wing | Protected Data | Protected Data | Protected Data | Residential | Solar* Rewards | 2016 | 2016 | n/a
Xcel Energy | 85 | 13781 | IOU | OID2638354 | 4.32 | Solar |  |  | Interconnected | Minneapolis | Protected Data | Protected Data | Protected Data | Residential | Made In MN | 2016 | 2016 | n/a
Xcel Energy | 85 | 13781 | IOU | OID2638382 | 32.4 | Solar |  |  | Interconnected | Saint Paul | Protected Data | Protected Data | Protected Data | Commercial | Made In MN | 2016 | 2016 | n/a
Xcel Energy | 85 | 13781 | IOU | OID2638471 | 9.94 | Solar |  |  | Interconnected | Dellwood | Protected Data | Protected Data | Protected Data | Residential | Made In MN | 2016 | 2016 | n/a
Xcel Energy | 85 | 13781 | IOU | OID2638590 | 9.94 | Solar |  |  | Interconnected | Minneapolis | Protected Data | Protected Data | Protected Data | Residential | Made In MN | 2016 | 2016 | n/a
Xcel Energy | 85 | 13781 | IOU | OID2639083 | 27 | Solar |  |  | Interconnected | Minneapolis | Protected Data | Protected Data | Protected Data | Commercial | Made In MN | 2016 | 2016 | n/a
Xcel Energy | 85 | 13781 | IOU | OID2639211 | 5 | Solar |  |  | Interconnected | Bloomington | Protected Data | Protected Data | Protected Data | Residential | Solar* Rewards | 2016 | 2016 | n/a
Xcel Energy | 85 | 13781 | IOU | OID2639405 | 7.63 | Solar |  |  | Interconnected | Minneapolis | Protected Data | Protected Data | Protected Data | Residential | Solar* Rewards | 2016 | 2016 | n/a
Xcel Energy | 85 | 13781 | IOU | OID2639512 | 8 | Solar |  |  | Interconnected | Winona | Protected Data | Protected Data | Protected Data | Residential | Made In MN | 2016 | 2016 | n/a
Xcel Energy | 85 | 13781 | IOU | OID2639860 | 36.5 | Solar |  |  | Interconnected | Winona | Protected Data | Protected Data | Protected Data | Commercial | Made In MN | 2016 | 2016 | n/a
Xcel Energy | 85 | 13781 | IOU | OID2639968 | 9 | Solar |  |  | Interconnected | Wabasha | Protected Data | Protected Data | Protected Data | Residential | Made In MN | 2016 | 2016 | n/a
Xcel Energy | 85 | 13781 | IOU | OID2640303 | 20 | Solar |  |  | Interconnected | Clear Lake | Protected Data | Protected Data | Protected Data | Commercial | Solar* Rewards | 2016 | 2016 | n/a
Xcel Energy | 85 | 13781 | IOU | OID2640343 | 20 | Solar |  |  | Interconnected | Clear Lake | Protected Data | Protected Data | Protected Data | Commercial | Solar* Rewards | 2016 | 2016 | n/a
Xcel Energy | 85 | 13781 | IOU | OID2640354 | 20 | Solar |  |  | Interconnected | Becker | Protected Data | Protected Data | Protected Data | Commercial | Solar* Rewards | 2016 | 2016 | n/a
Xcel Energy | 85 | 13781 | IOU | OID2640534 | 9 | Solar |  |  | Interconnected | Kellogg | Protected Data | Protected Data | Protected Data | Residential | Made In MN | 2016 | 2016 | n/a
Xcel Energy | 85 | 13781 | IOU | OID2640726 | 37.8 | Solar |  |  | Interconnected | Minneapolis | Protected Data | Protected Data | Protected Data | Commercial | Made In MN | 2016 | 2017 | n/a
Xcel Energy | 85 | 13781 | IOU | OID2643634 | 7 | Solar |  |  | Interconnected | La Crescent | Protected Data | Protected Data | Protected Data | Residential | Made In MN | 2016 | 2016 | n/a
Xcel Energy | 85 | 13781 | IOU | OID2643954 | 8 | Solar |  |  | Interconnected | Winona | Protected Data | Protected Data | Protected Data | Residential | Made In MN | 2016 | 2016 | n/a
Xcel Energy | 85 | 13781 | IOU | OID2644778 | 9.5 | Solar |  |  | Interconnected | La Crescent | Protected Data | Protected Data | Protected Data | Residential | Made In MN | 2016 | 2016 | n/a
Xcel Energy | 85 | 13781 | IOU | OID2644780 | 5.5 | Solar |  |  | Interconnected | La Crescent | Protected Data | Protected Data | Protected Data | Residential | Made In MN | 2016 | 2016 | n/a
Xcel Energy | 85 | 13781 | IOU | OID2645648 | 7.5 | Solar |  |  | Interconnected | La Crescent | Protected Data | Protected Data | Protected Data | Residential | Made In MN | 2016 | 2016 | n/a
Xcel Energy | 85 | 13781 | IOU | OID2646101 | 8 | Solar |  |  | Interconnected | La Crescent | Protected Data | Protected Data | Protected Data | Residential | Made In MN | 2016 | 2016 | n/a
Xcel Energy | 85 | 13781 | IOU | OID2647037 | 40 | Solar |  |  | Interconnected | Lakeville | Protected Data | Protected Data | Protected Data | Commercial | Made In MN | 2016 | 2016 | n/a
Xcel Energy | 85 | 13781 | IOU | OID2648773 | 20 | Solar |  |  | Interconnected | Plymouth | Protected Data | Protected Data | Protected Data | Commercial | Solar* Rewards | 2016 | 2016 | n/a
Xcel Energy | 85 | 13781 | IOU | OID2649203 | 9 | Solar |  |  | Interconnected | Wabasha | Protected Data | Protected Data | Protected Data | Residential | Made In MN | 2016 | 2016 | n/a
Xcel Energy | 85 | 13781 | IOU | OID2651434 | 5 | Solar |  |  | Interconnected | Dundas | Protected Data | Protected Data | Protected Data | Residential | Solar* Rewards | 2016 | 2017 | n/a
Xcel Energy | 85 | 13781 | IOU | OID2651772 | 2.7 | Solar |  |  | Interconnected | Minneapolis | Protected Data | Protected Data | Protected Data | Residential | Solar* Rewards | 2016 | 2016 | n/a
Xcel Energy | 85 | 13781 | IOU | OID2651797 | 15.26 | Solar |  |  | Interconnected | Loretto | Protected Data | Protected Data | Protected Data | Residential | Solar* Rewards | 2016 | 2016 | n/a
Xcel Energy | 85 | 13781 | IOU | OID2651935 | 6 | Solar |  |  | Interconnected | Northfield | Protected Data | Protected Data | Protected Data | Residential | Made In MN | 2016 | 2017 | n/a
Xcel Energy | 85 | 13781 | IOU | OID2651951 | 5 | Solar |  |  | Interconnected | Minneapolis | Protected Data | Protected Data | Protected Data | Residential | Solar* Rewards | 2016 | 2016 | n/a
Xcel Energy | 85 | 13781 | IOU | OID2651963 | 3.8 | Solar |  |  | Interconnected | Minneapolis | Protected Data | Protected Data | Protected Data | Residential | Solar* Rewards | 2016 | 2016 | n/a
Xcel Energy | 85 | 13781 | IOU | OID2652801 | 6 | Solar |  |  | Interconnected | Jordan | Protected Data | Protected Data | Protected Data | Residential | Solar* Rewards | 2016 | 2017 | n/a
Xcel Energy | 85 | 13781 | IOU | OID2652806 | 9.94 | Solar |  |  | Interconnected | Annandale | Protected Data | Protected Data | Protected Data | Residential | Solar* Rewards | 2016 | 2017 | n/a
Xcel Energy | 85 | 13781 | IOU | OID2652809 | 7.63 | Solar |  |  | Interconnected | Minneapolis | Protected Data | Protected Data | Protected Data | Residential | Solar* Rewards | 2016 | 2016 | n/a
Xcel Energy | 85 | 13781 | IOU | OID2652900 | 5 | Solar |  |  | Interconnected | Mendota Heights | Protected Data | Protected Data | Protected Data | Residential | Solar* Rewards | 2016 | 2016 | n/a
Xcel Energy | 85 | 13781 | IOU | OID2653723 | 2.88 | Solar |  |  | Interconnected | Edina | Protected Data | Protected Data | Protected Data | Residential | Made In MN | 2016 | 2016 | n/a
Xcel Energy | 85 | 13781 | IOU | OID2653954 | 6 | Solar |  |  | Interconnected | Lindstrom | Protected Data | Protected Data | Protected Data | Residential | Made In MN | 2016 | 2016 | n/a
Xcel Energy | 85 | 13781 | IOU | OID2653966 | 7.63 | Solar |  |  | Interconnected | Scandia | Protected Data | Protected Data | Protected Data | Residential | Made In MN | 2016 | 2016 | n/a
Xcel Energy | 85 | 13781 | IOU | OID2655313 | 2.7 | Solar |  |  | Interconnected | Minneapolis | Protected Data | Protected Data | Protected Data | Residential | Solar* Rewards | 2016 | 2016 | n/a
Xcel Energy | 85 | 13781 | IOU | OID2655375 | 9.94 | Solar |  |  | Interconnected | Stillwater | Protected Data | Protected Data | Protected Data | Residential | Made In MN | 2016 | 2017 | n/a
Xcel Energy | 85 | 13781 | IOU | OID2655387 | 8.4 | Solar |  |  | Interconnected | Savage | Protected Data | Protected Data | Protected Data | Residential | Made In MN | 2016 | 2017 | n/a
Xcel Energy | 85 | 13781 | IOU | OID2655397 | 9.94 | Solar |  |  | Interconnected | Woodbury | Protected Data | Protected Data | Protected Data | Residential | Made In MN | 2016 | 2017 | n/a
Xcel Energy | 85 | 13781 | IOU | OID2655597 | 9.94 | Solar |  |  | Interconnected | Woodbury | Protected Data | Protected Data | Protected Data | Residential | Made In MN | 2016 | 2017 | n/a
Xcel Energy | 85 | 13781 | IOU | OID2655614 | 9.94 | Solar |  |  | Interconnected | Lindstrom | Protected Data | Protected Data | Protected Data | Residential | Made In MN | 2016 | 2017 | n/a
Xcel Energy | 85 | 13781 | IOU | OID2655673 | 6.24 | Solar |  |  | Interconnected | Saint Paul | Protected Data | Protected Data | Protected Data | Residential | Solar* Rewards | 2016 | 2017 | n/a
Xcel Energy | 85 | 13781 | IOU | OID2658919 | 7.63 | Solar |  |  | Interconnected | Minneapolis | Protected Data | Protected Data | Protected Data | Residential | Solar* Rewards | 2016 | 2016 | n/a
Xcel Energy | 85 | 13781 | IOU | OID2659017 | 7.63 | Solar |  |  | Interconnected | Stillwater | Protected Data | Protected Data | Protected Data | Residential | Solar* Rewards | 2016 | 2016 | n/a
Xcel Energy | 85 | 13781 | IOU | OID2663270 | 35.985 | Solar |  |  | Interconnected | Faribault | Protected Data | Protected Data | Protected Data | Commercial | Made In MN | 2016 | 2016 | n/a
Xcel Energy | 85 | 13781 | IOU | OID2663332 | 6 | Solar |  |  | Interconnected | Saint Paul | Protected Data | Protected Data | Protected Data | Residential | Solar* Rewards | 2016 | 2017 | n/a
Xcel Energy | 85 | 13781 | IOU | OID2663337 | 6 | Solar |  |  | Interconnected | Stillwater | Protected Data | Protected Data | Protected Data | Residential | Solar* Rewards | 2016 | 2016 | n/a
Xcel Energy | 85 | 13781 | IOU | OID2670110 | 18 | Solar |  |  | Interconnected | Morristown | Protected Data | Protected Data | Protected Data | Commercial | Solar* Rewards | 2016 | 2016 | n/a
Xcel Energy | 85 | 13781 | IOU | OID2670386 | 18 | Solar |  |  | Interconnected | Morristown | Protected Data | Protected Data | Protected Data | Residential | Solar* Rewards | 2016 | 2016 | n/a
Xcel Energy | 85 | 13781 | IOU | OID2670787 | 9.94 | Solar |  |  | Interconnected | Afton | Protected Data | Protected Data | Protected Data | Residential | Made In MN | 2016 | 2017 | n/a
Xcel Energy | 85 | 13781 | IOU | OID2671073 | 7.2 | Solar |  |  | Interconnected | Rice | Protected Data | Protected Data | Protected Data | Residential | Made In MN | 2016 | 2016 | n/a
Xcel Energy | 85 | 13781 | IOU | OID2672122 | 7.63 | Solar |  |  | Interconnected | Becker | Protected Data | Protected Data | Protected Data | Residential | Solar* Rewards | 2016 | 2017 | n/a
Xcel Energy | 85 | 13781 | IOU | OID2674248 | 4.5 | Solar |  |  | Interconnected | Red Wing | Protected Data | Protected Data | Protected Data | Residential | Made In MN | 2016 | 2016 | n/a
Xcel Energy | 85 | 13781 | IOU | OID2674351 | 9.94 | Solar |  |  | Interconnected | Eden Prairie | Protected Data | Protected Data | Protected Data | Residential | Made In MN | 2016 | 2016 | n/a
Xcel Energy | 85 | 13781 | IOU | OID2675292 | 8.4 | Solar |  |  | Interconnected | Zumbro Falls | Protected Data | Protected Data | Protected Data | Residential | Made In MN | 2016 | 2017 | n/a
Xcel Energy | 85 | 13781 | IOU | OID2682111 | 2.5 | Solar |  |  | Interconnected | Winona | Protected Data | Protected Data | Protected Data | Residential | Solar* Rewards | 2016 | 2017 | n/a
Xcel Energy | 85 | 13781 | IOU | OID2682905 | 9.94 | Solar |  |  | Interconnected | Hastings | Protected Data | Protected Data | Protected Data | Residential | Made In MN | 2016 | 2016 | n/a
Xcel Energy | 85 | 13781 | IOU | OID2683028 | 3 | Solar |  |  | Interconnected | Minneapolis | Protected Data | Protected Data | Protected Data | Residential | Solar* Rewards | 2016 | 2017 | n/a
Xcel Energy | 85 | 13781 | IOU | OID2683572 | 7.31 | Solar |  |  | Interconnected | Saint Michael | Protected Data | Protected Data | Protected Data | Residential | Solar* Rewards | 2016 | 2016 | n/a
Xcel Energy | 85 | 13781 | IOU | OID2685930 | 7.63 | Solar |  |  | Interconnected | Inver Grove Heights | Protected Data | Protected Data | Protected Data | Residential | Solar* Rewards | 2016 | 2016 | n/a
Xcel Energy | 85 | 13781 | IOU | OID2693530 | 22.875 | Solar |  |  | Interconnected | Renville | Protected Data | Protected Data | Protected Data | Commercial | Made In MN | 2016 | 2017 | n/a
Xcel Energy | 85 | 13781 | IOU | OID2693574 | 3.8 | Solar |  |  | Interconnected | Minneapolis | Protected Data | Protected Data | Protected Data | Residential | Solar* Rewards | 2016 | 2017 | n/a
Xcel Energy | 85 | 13781 | IOU | OID2693594 | 5 | Solar |  |  | Interconnected | Woodbury | Protected Data | Protected Data | Protected Data | Residential | Solar* Rewards | 2016 | 2017 | n/a
Xcel Energy | 85 | 13781 | IOU | OID2693598 | 3.8 | Solar |  |  | Interconnected | Northfield | Protected Data | Protected Data | Protected Data | Residential | Solar* Rewards | 2016 | 2017 | n/a
Xcel Energy | 85 | 13781 | IOU | OID2693602 | 7.63 | Solar |  |  | Interconnected | Roseville | Protected Data | Protected Data | Protected Data | Residential | Solar* Rewards | 2016 | 2017 | n/a
Xcel Energy | 85 | 13781 | IOU | OID2693616 | 5 | Solar |  |  | Interconnected | Northfield | Protected Data | Protected Data | Protected Data | Residential | Solar* Rewards | 2016 | 2017 | n/a
Xcel Energy | 85 | 13781 | IOU | OID2693630 | 9.8 | Solar |  |  | Interconnected | Rosemount | Protected Data | Protected Data | Protected Data | Residential | Solar* Rewards | 2016 | 2017 | n/a
Xcel Energy | 85 | 13781 | IOU | OID2693635 | 5 | Solar |  |  | Interconnected | Minneapolis | Protected Data | Protected Data | Protected Data | Residential | Solar* Rewards | 2016 | 2016 | n/a
Xcel Energy | 85 | 13781 | IOU | OID2696110 | 7.63 | Solar |  |  | Interconnected | Saint Paul | Protected Data | Protected Data | Protected Data | Residential | Solar* Rewards | 2016 | 2017 | n/a
Xcel Energy | 85 | 13781 | IOU | OID2696162 | 9.94 | Solar |  |  | Interconnected | Starbuck | Protected Data | Protected Data | Protected Data | Commercial | Solar* Rewards | 2016 | 2017 | n/a
Xcel Energy | 85 | 13781 | IOU | OID2696238 | 9.94 | Solar |  |  | Interconnected | Maplewood | Protected Data | Protected Data | Protected Data | Residential | Solar* Rewards | 2016 | 2017 | n/a
Xcel Energy | 85 | 13781 | IOU | OID2696332 | 9.94 | Solar |  |  | Interconnected | Lino Lakes | Protected Data | Protected Data | Protected Data | Residential | Solar* Rewards | 2016 | 2016 | n/a
Xcel Energy | 85 | 13781 | IOU | OID2696349 | 3.8 | Solar |  |  | Interconnected | Minneapolis | Protected Data | Protected Data | Protected Data | Residential | Solar* Rewards | 2016 | 2017 | n/a
Xcel Energy | 85 | 13781 | IOU | OID2696355 | 6 | Solar |  |  | Interconnected | Oakdale | Protected Data | Protected Data | Protected Data | Residential | Solar* Rewards | 2016 | 2017 | n/a
Xcel Energy | 85 | 13781 | IOU | OID2696371 | 2.7 | Solar |  |  | Interconnected | Chanhassen | Protected Data | Protected Data | Protected Data | Residential | Solar* Rewards | 2016 | 2017 | n/a
Xcel Energy | 85 | 13781 | IOU | OID2699688 | 18 | Solar |  |  | Interconnected | Owatonna | Protected Data | Protected Data | Protected Data | Commercial | Solar* Rewards | 2016 | 2016 | n/a
Xcel Energy | 85 | 13781 | IOU | OID2699786 | 5 | Solar |  |  | Interconnected | Maplewood | Protected Data | Protected Data | Protected Data | Commercial | Solar* Rewards | 2016 | 2017 | n/a
Xcel Energy | 85 | 13781 | IOU | OID2699818 | 9.8 | Solar |  |  | Interconnected | Rogers | Protected Data | Protected Data | Protected Data | Residential | Solar* Rewards | 2016 | 2016 | n/a
Xcel Energy | 85 | 13781 | IOU | OID2700153 | 12 | Solar |  |  | Interconnected | Oakdale | Protected Data | Protected Data | Protected Data | Residential | Solar* Rewards | 2016 | 2016 | n/a
Xcel Energy | 85 | 13781 | IOU | OID2700396 | 19.88 | Solar |  |  | Interconnected | Red Wing | Protected Data | Protected Data | Protected Data | Commercial | Solar* Rewards | 2016 | 2017 | n/a
Xcel Energy | 85 | 13781 | IOU | OID2700755 | 9.94 | Solar |  |  | Interconnected | Stillwater | Protected Data | Protected Data | Protected Data | Residential | Solar* Rewards | 2016 | 2016 | n/a
Xcel Energy | 85 | 13781 | IOU | OID2704103 | 9.94 | Solar |  |  | Interconnected | Wayzata | Protected Data | Protected Data | Protected Data | Residential | Made In MN | 2016 | 2016 | n/a
Xcel Energy | 85 | 13781 | IOU | OID2704118 | 40 | Solar |  |  | Interconnected | Saint Cloud | Protected Data | Protected Data | Protected Data | Commercial | Made In MN | 2016 | 2017 | n/a
Xcel Energy | 85 | 13781 | IOU | OID2704123 | 38.02 | Solar |  |  | Interconnected | Saint Cloud | Protected Data | Protected Data | Protected Data | Commercial | Made In MN | 2016 | 2017 | n/a
Xcel Energy | 85 | 13781 | IOU | OID2704171 | 33.3 | Solar |  |  | Interconnected | Saint Louis Park | Protected Data | Protected Data | Protected Data | Commercial | Made In MN | 2016 | 2017 | n/a
Xcel Energy | 85 | 13781 | IOU | OID2704172 | 9.94 | Solar |  |  | Interconnected | Red Wing | Protected Data | Protected Data | Protected Data | Commercial | Solar* Rewards | 2016 | 2016 | n/a
Xcel Energy | 85 | 13781 | IOU | OID2704301 | 7.63 | Solar |  |  | Interconnected | Saint Paul | Protected Data | Protected Data | Protected Data | Residential | Made In MN | 2016 | 2016 | n/a
Xcel Energy | 85 | 13781 | IOU | OID2705765 | 18 | Solar |  |  | Interconnected | Minneapolis | Protected Data | Protected Data | Protected Data | Commercial | Made In MN | 2016 | 2017 | n/a
Xcel Energy | 85 | 13781 | IOU | OID2707492 | 20 | Solar |  |  | Interconnected | Long Lake | Protected Data | Protected Data | Protected Data | Commercial | Solar* Rewards | 2016 | 2017 | n/a
Xcel Energy | 85 | 13781 | IOU | OID2707517 | 39.76 | Solar |  |  | Interconnected | Rosemount | Protected Data | Protected Data | Protected Data | Commercial | Made In MN | 2016 | 2017 | n/a
Xcel Energy | 85 | 13781 | IOU | OID2707612 | 9.94 | Solar |  |  | Interconnected | Afton | Protected Data | Protected Data | Protected Data | Residential | Made In MN | 2016 | 2016 | n/a
Xcel Energy | 85 | 13781 | IOU | OID2707749 | 7.2 | Solar |  |  | Interconnected | Minneapolis | Protected Data | Protected Data | Protected Data | Residential | Made In MN | 2016 | 2017 | n/a
Xcel Energy | 85 | 13781 | IOU | OID2707839 | 20 | Solar |  |  | Interconnected | Saint Paul | Protected Data | Protected Data | Protected Data | Commercial | Solar* Rewards | 2016 | 2017 | n/a
Xcel Energy | 85 | 13781 | IOU | OID2709096 | 4.08 | Solar |  |  | Interconnected | Afton | Protected Data | Protected Data | Protected Data | Residential | Solar* Rewards | 2016 | 2016 | n/a
Xcel Energy | 85 | 13781 | IOU | OID2715026 | 37.8 | Solar |  |  | Interconnected | Byron | Protected Data | Protected Data | Protected Data | Commercial | Made In MN | 2016 | 2016 | n/a
Xcel Energy | 85 | 13781 | IOU | OID2715126 | 6 | Solar |  |  | Interconnected | Bloomington | Protected Data | Protected Data | Protected Data | Residential | Solar* Rewards | 2016 | 2017 | n/a
Xcel Energy | 85 | 13781 | IOU | OID2715130 | 6 | Solar |  |  | Interconnected | Minneapolis | Protected Data | Protected Data | Protected Data | Residential | Solar* Rewards | 2016 | 2017 | n/a
Xcel Energy | 85 | 13781 | IOU | OID2715136 | 7.63 | Solar |  |  | Interconnected | Excelsior | Protected Data | Protected Data | Protected Data | Residential | Solar* Rewards | 2016 | 2017 | n/a
Xcel Energy | 85 | 13781 | IOU | OID2715210 | 3.8 | Solar |  |  | Interconnected | Minneapolis | Protected Data | Protected Data | Protected Data | Residential | Solar* Rewards | 2016 | 2017 | n/a
Xcel Energy | 85 | 13781 | IOU | OID2715234 | 9.94 | Solar |  |  | Interconnected | Stillwater | Protected Data | Protected Data | Protected Data | Residential | Solar* Rewards | 2016 | 2017 | n/a
Xcel Energy | 85 | 13781 | IOU | OID2715237 | 9.94 | Solar |  |  | Interconnected | Cottage Grove | Protected Data | Protected Data | Protected Data | Residential | Solar* Rewards | 2016 | 2017 | n/a
Xcel Energy | 85 | 13781 | IOU | OID2715239 | 5 | Solar |  |  | Interconnected | Maplewood | Protected Data | Protected Data | Protected Data | Residential | Solar* Rewards | 2016 | 2016 | n/a
Xcel Energy | 85 | 13781 | IOU | OID2715269 | 7.63 | Solar |  |  | Interconnected | Marine On Saint Croix | Protected Data | Protected Data | Protected Data | Residential | Made In MN | 2016 | 2016 | n/a
Xcel Energy | 85 | 13781 | IOU | OID2715469 | 20 | Solar |  |  | Interconnected | Eden Prairie | Protected Data | Protected Data | Protected Data | Commercial | Solar* Rewards | 2016 | 2017 | n/a
Xcel Energy | 85 | 13781 | IOU | OID2715486 | 20 | Solar |  |  | Interconnected | Eden Prairie | Protected Data | Protected Data | Protected Data | Commercial | Solar* Rewards | 2016 | 2017 | n/a
Xcel Energy | 85 | 13781 | IOU | OID2715540 | 7.625 | Solar |  |  | Interconnected | Saint Paul | Protected Data | Protected Data | Protected Data | Residential | Made In MN | 2016 | 2016 | n/a
Xcel Energy | 85 | 13781 | IOU | OID2715911 | 4.8 | Solar |  |  | Interconnected | Minneapolis | Protected Data | Protected Data | Protected Data | Residential | Made In MN | 2016 | 2017 | n/a
Xcel Energy | 85 | 13781 | IOU | OID2720044 | 9.94 | Solar |  |  | Interconnected | Northfield | Protected Data | Protected Data | Protected Data | Residential | Solar* Rewards | 2016 | 2017 | n/a
Xcel Energy | 85 | 13781 | IOU | OID2720105 | 9.94 | Solar |  |  | Interconnected | Eden Prairie | Protected Data | Protected Data | Protected Data | Residential | Solar* Rewards | 2016 | 2017 | n/a
Xcel Energy | 85 | 13781 | IOU | OID2721391 | 7.625 | Solar |  |  | Interconnected | Saint Paul | Protected Data | Protected Data | Protected Data | Residential | Solar* Rewards | 2016 | 2017 | n/a
Xcel Energy | 85 | 13781 | IOU | OID2723510 | 5.76 | Solar |  |  | Interconnected | Fridley | Protected Data | Protected Data | Protected Data | Residential | Made In MN | 2016 | 2017 | n/a
Xcel Energy | 85 | 13781 | IOU | OID2723540 | 7.63 | Solar |  |  | Interconnected | Afton | Protected Data | Protected Data | Protected Data | Residential | Solar* Rewards | 2016 | 2017 | n/a
Xcel Energy | 85 | 13781 | IOU | OID2724260 | 5 | Solar |  |  | Interconnected | Saint Paul | Protected Data | Protected Data | Protected Data | Commercial | Solar* Rewards | 2016 | 2017 | n/a
Xcel Energy | 85 | 13781 | IOU | OID2725569 | 37.8 | Solar |  |  | Interconnected | Saint Paul | Protected Data | Protected Data | Protected Data | Commercial | Made In MN | 2016 | 2017 | n/a
Xcel Energy | 85 | 13781 | IOU | OID2726105 | 36.5 | Solar |  |  | Interconnected | La Crescent | Protected Data | Protected Data | Protected Data | Commercial | Made In MN | 2016 | 2017 | n/a
Xcel Energy | 85 | 13781 | IOU | OID2729584 | 8.4 | Solar |  |  | Interconnected | Wabasha | Protected Data | Protected Data | Protected Data | Residential | Made In MN | 2016 | 2016 | n/a
Xcel Energy | 85 | 13781 | IOU | OID2730442 | 6 | Solar |  |  | Interconnected | Afton | Protected Data | Protected Data | Protected Data | Residential | Solar* Rewards | 2016 | 2016 | n/a
Xcel Energy | 85 | 13781 | IOU | OID2730731 | 7.625 | Solar |  |  | Interconnected | Roseville | Protected Data | Protected Data | Protected Data | Residential | Solar* Rewards | 2016 | 2017 | n/a
Xcel Energy | 85 | 13781 | IOU | OID2730733 | 6 | Solar |  |  | Interconnected | Saint Louis Park | Protected Data | Protected Data | Protected Data | Residential | Solar* Rewards | 2016 | 2017 | n/a
Xcel Energy | 85 | 13781 | IOU | OID2730755 | 7.625 | Solar |  |  | Interconnected | Edina | Protected Data | Protected Data | Protected Data | Residential | Solar* Rewards | 2016 | 2016 | n/a
Xcel Energy | 85 | 13781 | IOU | OID2731440 | 6 | Solar |  |  | Interconnected | Long Lake | Protected Data | Protected Data | Protected Data | Residential | Solar* Rewards | 2016 | 2017 | n/a
Xcel Energy | 85 | 13781 | IOU | OID2731787 | 36.5 | Solar |  |  | Interconnected | Minneapolis | Protected Data | Protected Data | Protected Data | Commercial | Made In MN | 2016 | 2017 | n/a
Xcel Energy | 85 | 13781 | IOU | OID2732095 | 5 | Solar |  |  | Interconnected | Inver Grove Heights | Protected Data | Protected Data | Protected Data | Residential | Solar* Rewards | 2016 | 2017 | n/a
Xcel Energy | 85 | 13781 | IOU | OID2732097 | 3.8 | Solar |  |  | Interconnected | Saint Paul | Protected Data | Protected Data | Protected Data | Residential | Made In MN | 2016 | 2016 | n/a
Xcel Energy | 85 | 13781 | IOU | OID2732115 | 9 | Solar |  |  | Interconnected | Wabasha | Protected Data | Protected Data | Protected Data | Residential | Made In MN | 2016 | 2016 | n/a
Xcel Energy | 85 | 13781 | IOU | OID2732157 | 11.39 | Solar |  |  | Interconnected | Faribault | Protected Data | Protected Data | Protected Data | Commercial | Solar* Rewards | 2016 | 2017 | n/a
Xcel Energy | 85 | 13781 | IOU | OID2732668 | 2.4 | Solar |  |  | Interconnected | West Saint Paul | Protected Data | Protected Data | Protected Data | Commercial | Solar* Rewards | 2016 | 2017 | n/a
Xcel Energy | 85 | 13781 | IOU | OID2732674 | 2.4 | Solar |  |  | Interconnected | West Saint Paul | Protected Data | Protected Data | Protected Data | Commercial | Solar* Rewards | 2016 | 2017 | n/a
Xcel Energy | 85 | 13781 | IOU | OID2732678 | 2.4 | Solar |  |  | Interconnected | West Saint Paul | Protected Data | Protected Data | Protected Data | Commercial | Solar* Rewards | 2016 | 2017 | n/a
Xcel Energy | 85 | 13781 | IOU | OID2732988 | 2.4 | Solar |  |  | Interconnected | West Saint Paul | Protected Data | Protected Data | Protected Data | Commercial | Solar* Rewards | 2016 | 2017 | n/a
Xcel Energy | 85 | 13781 | IOU | OID2734748 | 15.19 | Solar |  |  | Interconnected | Woodbury | Protected Data | Protected Data | Protected Data | Residential | Solar* Rewards | 2016 | 2016 | n/a
Xcel Energy | 85 | 13781 | IOU | OID2735782 | 9.94 | Solar |  |  | Interconnected | Woodbury | Protected Data | Protected Data | Protected Data | Residential | Solar* Rewards | 2016 | 2017 | n/a
Xcel Energy | 85 | 13781 | IOU | OID2736327 | 3.6 | Solar |  | X | Interconnected | Minneapolis | Protected Data | Protected Data | Protected Data | Commercial | n/a | 2016 | 2017 | n/a
Xcel Energy | 85 | 13781 | IOU | OID2737205 | 9.995 | Solar |  |  | Interconnected | Chisago City | Protected Data | Protected Data | Protected Data | Residential | Made In MN | 2016 | 2016 | n/a
Xcel Energy | 85 | 13781 | IOU | OID2738916 | 6.3 | Solar |  | X | Interconnected | Minneapolis | Protected Data | Protected Data | Protected Data | Commercial | n/a | 2016 | 2017 | n/a
Xcel Energy | 85 | 13781 | IOU | OID2738985 | 6.3 | Solar |  | X | Interconnected | Minneapolis | Protected Data | Protected Data | Protected Data | Commercial | n/a | 2016 | 2017 | n/a
Xcel Energy | 85 | 13781 | IOU | OID2739045 | 6 | Solar |  |  | Interconnected | Silver Lake | Protected Data | Protected Data | Protected Data | Residential | Solar* Rewards | 2016 | 2017 | n/a
Xcel Energy | 85 | 13781 | IOU | OID2739101 | 9.94 | Solar |  |  | Interconnected | Saint Michael | Protected Data | Protected Data | Protected Data | Residential | Solar* Rewards | 2016 | 2017 | n/a
Xcel Energy | 85 | 13781 | IOU | OID2740228 | 3 | Solar |  |  | Interconnected | Minneapolis | Protected Data | Protected Data | Protected Data | Residential | Solar* Rewards | 2016 | 2017 | n/a
Xcel Energy | 85 | 13781 | IOU | OID2741263 | 5 | Solar |  |  | Interconnected | West Saint Paul | Protected Data | Protected Data | Protected Data | Residential | Made In MN | 2016 | 2017 | n/a
Xcel Energy | 85 | 13781 | IOU | OID2744478 | 19.88 | Solar |  |  | Interconnected | West Concord | Protected Data | Protected Data | Protected Data | Residential | Solar* Rewards | 2016 | 2017 | n/a
Xcel Energy | 85 | 13781 | IOU | OID2747067 | 36 | Solar |  |  | Interconnected | Minneapolis | Protected Data | Protected Data | Protected Data | Commercial | Made In MN | 2016 | 2017 | n/a
Xcel Energy | 85 | 13781 | IOU | OID2747178 | 18 | Solar |  |  | Interconnected | Minneapolis | Protected Data | Protected Data | Protected Data | Commercial | Solar* Rewards | 2016 | 2016 | n/a
Xcel Energy | 85 | 13781 | IOU | OID2748258 | 15.5 | Solar |  |  | Interconnected | Wabasha | Protected Data | Protected Data | Protected Data | Commercial | Made In MN | 2016 | 2016 | n/a
Xcel Energy | 85 | 13781 | IOU | OID2748936 | 9.94 | Solar |  |  | Interconnected | Hugo | Protected Data | Protected Data | Protected Data | Residential | Made In MN | 2016 | 2016 | n/a
Xcel Energy | 85 | 13781 | IOU | OID2749084 | 1.29 | Solar |  |  | Interconnected | Minneapolis | Protected Data | Protected Data | Protected Data | Residential | Made In MN | 2016 | 2016 | n/a
Xcel Energy | 85 | 13781 | IOU | OID2752922 | 6.48 | Solar |  |  | Interconnected | Minneapolis | Protected Data | Protected Data | Protected Data | Residential | Made In MN | 2016 | 2017 | n/a
Xcel Energy | 85 | 13781 | IOU | OID2753079 | 9.94 | Solar |  |  | Interconnected | Saint Cloud | Protected Data | Protected Data | Protected Data | Residential | Made In MN | 2016 | 2017 | n/a
Xcel Energy | 85 | 13781 | IOU | OID2753314 | 32.4 | Solar |  |  | Interconnected | Minneapolis | Protected Data | Protected Data | Protected Data | Commercial | Made In MN | 2016 | 2016 | n/a
Xcel Energy | 85 | 13781 | IOU | OID2753333 | 6 | Solar |  |  | Interconnected | Roseville | Protected Data | Protected Data | Protected Data | Residential | Made In MN | 2016 | 2016 | n/a
Xcel Energy | 85 | 13781 | IOU | OID2754224 | 18 | Solar |  |  | Interconnected | Maplewood | Protected Data | Protected Data | Protected Data | Commercial | Solar* Rewards | 2016 | 2016 | n/a
Xcel Energy | 85 | 13781 | IOU | OID2754228 | 19.88 | Solar |  |  | Interconnected | Rosemount | Protected Data | Protected Data | Protected Data | Commercial | Solar* Rewards | 2016 | 2017 | n/a
Xcel Energy | 85 | 13781 | IOU | OID2754266 | 17.57 | Solar |  |  | Interconnected | Lindstrom | Protected Data | Protected Data | Protected Data | Commercial | Solar* Rewards | 2016 | 2016 | n/a
Xcel Energy | 85 | 13781 | IOU | OID2754271 | 6 | Solar |  |  | Interconnected | Gibbon | Protected Data | Protected Data | Protected Data | Residential | Solar* Rewards | 2016 | 2016 | n/a
Xcel Energy | 85 | 13781 | IOU | OID2754597 | 40 | Solar |  |  | Interconnected | Plymouth | Protected Data | Protected Data | Protected Data | Commercial | Made In MN | 2016 | 2016 | n/a
Xcel Energy | 85 | 13781 | IOU | OID2755432 | 29 | Solar |  |  | Interconnected | Wabasha | Protected Data | Protected Data | Protected Data | Commercial | Made In MN | 2016 | 2017 | n/a
Xcel Energy | 85 | 13781 | IOU | OID2755553 | 35.5 | Solar |  |  | Interconnected | Zumbrota | Protected Data | Protected Data | Protected Data | Commercial | Made In MN | 2016 | 2017 | n/a
Xcel Energy | 85 | 13781 | IOU | OID2755728 | 5 | Solar |  |  | Interconnected | Watkins | Protected Data | Protected Data | Protected Data | Residential | Made In MN | 2016 | 2017 | n/a
Xcel Energy | 85 | 13781 | IOU | OID2755978 | 6.72 | Solar |  |  | Interconnected | Minnetonka | Protected Data | Protected Data | Protected Data | Residential | Solar* Rewards | 2016 | 2016 | n/a
Xcel Energy | 85 | 13781 | IOU | OID2756463 | 39.98 | Solar |  |  | Interconnected | Tyler | Protected Data | Protected Data | Protected Data | Commercial | Made In MN | 2016 | 2016 | n/a
Xcel Energy | 85 | 13781 | IOU | OID2756479 | 9.94 | Solar |  |  | Interconnected | Tyler | Protected Data | Protected Data | Protected Data | Residential | Made In MN | 2016 | 2017 | n/a
Xcel Energy | 85 | 13781 | IOU | OID2757348 | 180 | Solar |  |  | Interconnected | Minneapolis | Protected Data | Protected Data | Protected Data | Commercial | n/a | 2016 | 2017 | n/a
Xcel Energy | 85 | 13781 | IOU | OID2757350 | 9.94 | Solar |  |  | Interconnected | Bloomington | Protected Data | Protected Data | Protected Data | Residential | Solar* Rewards | 2016 | 2017 | n/a
Xcel Energy | 85 | 13781 | IOU | OID2757798 | 18 | Solar |  |  | Interconnected | Minneapolis | Protected Data | Protected Data | Protected Data | Commercial | Solar* Rewards | 2016 | 2017 | n/a
Xcel Energy | 85 | 13781 | IOU | OID2758518 | 4.05 | Solar |  |  | Interconnected | Saint Paul | Protected Data | Protected Data | Protected Data | Residential | Made In MN | 2016 | 2016 | n/a
Xcel Energy | 85 | 13781 | IOU | OID2760375 | 9 | Solar |  |  | Interconnected | La Crescent | Protected Data | Protected Data | Protected Data | Residential | Made In MN | 2016 | 2016 | n/a
Xcel Energy | 85 | 13781 | IOU | OID2760420 | 6 | Solar |  |  | Interconnected | Farmington | Protected Data | Protected Data | Protected Data | Residential | Solar* Rewards | 2016 | 2017 | n/a
Xcel Energy | 85 | 13781 | IOU | OID2763446 | 7.625 | Solar |  |  | Interconnected | Minneapolis | Protected Data | Protected Data | Protected Data | Residential | Made In MN | 2016 | 2016 | n/a
Xcel Energy | 85 | 13781 | IOU | OID2764991 | 66.8 | Solar |  |  | Interconnected | Blaine | Protected Data | Protected Data | Protected Data | Commercial | n/a | 2016 | 2017 | n/a
Xcel Energy | 85 | 13781 | IOU | OID2765029 | 37.8 | Solar |  |  | Interconnected | Saint Paul | Protected Data | Protected Data | Protected Data | Commercial | Made In MN | 2016 | 2017 | n/a
Xcel Energy | 85 | 13781 | IOU | OID2765056 | 37.8 | Solar |  |  | Interconnected | Maple Grove | Protected Data | Protected Data | Protected Data | Commercial | Made In MN | 2016 | 2017 | n/a
Xcel Energy | 85 | 13781 | IOU | OID2765060 | 40 | Solar |  |  | Interconnected | Mankato | Protected Data | Protected Data | Protected Data | Commercial | Made In MN | 2016 | 2018 | n/a
Xcel Energy | 85 | 13781 | IOU | OID2765071 | 40 | Solar |  |  | Interconnected | Maplewood | Protected Data | Protected Data | Protected Data | Commercial | Made In MN | 2016 | 2017 | n/a
Xcel Energy | 85 | 13781 | IOU | OID2765082 | 40 | Solar |  |  | Interconnected | Hopkins | Protected Data | Protected Data | Protected Data | Commercial | Made In MN | 2016 | 2017 | n/a
Xcel Energy | 85 | 13781 | IOU | OID2765349 | 5 | Solar |  |  | Interconnected | South Saint Paul | Protected Data | Protected Data | Protected Data | Residential | Solar* Rewards | 2016 | 2017 | n/a
Xcel Energy | 85 | 13781 | IOU | OID2766098 | 5 | Wind |  |  | Interconnected | Ruthton | Protected Data | Protected Data | Protected Data | Residential | n/a | 2016 | 2016 | n/a
Xcel Energy | 85 | 13781 | IOU | OID2766178 | 38.02 | Solar |  |  | Interconnected | Woodbury | Protected Data | Protected Data | Protected Data | Commercial | Made In MN | 2016 | 2017 | n/a
Xcel Energy | 85 | 13781 | IOU | OID2766248 | 3.78 | Solar |  |  | Interconnected | Eden Prairie | Protected Data | Protected Data | Protected Data | Residential | n/a | 2016 | 2016 | n/a
Xcel Energy | 85 | 13781 | IOU | OID2766266 | 8.4 | Solar |  | X | Interconnected | Minneapolis | Protected Data | Protected Data | Protected Data | Commercial | n/a | 2016 | 2017 | n/a
Xcel Energy | 85 | 13781 | IOU | OID2766466 | 37.8 | Solar |  |  | Interconnected | Minneapolis | Protected Data | Protected Data | Protected Data | Commercial | Made In MN | 2016 | 2017 | n/a
Xcel Energy | 85 | 13781 | IOU | OID2767544 | 100.2 | Solar |  |  | Interconnected | Blaine | Protected Data | Protected Data | Protected Data | Commercial | n/a | 2016 | 2017 | n/a
Xcel Energy | 85 | 13781 | IOU | OID2767965 | 20 | Solar |  |  | Interconnected | Rosemount | Protected Data | Protected Data | Protected Data | Commercial | Solar* Rewards | 2016 | 2017 | n/a
Xcel Energy | 85 | 13781 | IOU | OID2768191 | 5 | Solar |  |  | Interconnected | La Crescent | Protected Data | Protected Data | Protected Data | Residential | Solar* Rewards | 2016 | 2017 | n/a
Xcel Energy | 85 | 13781 | IOU | OID2768449 | 5 | Solar |  |  | Interconnected | Minneapolis | Protected Data | Protected Data | Protected Data | Residential | Made In MN | 2016 | 2016 | n/a
Xcel Energy | 85 | 13781 | IOU | OID2771102 | 4 | Solar |  |  | Interconnected | Kellogg | Protected Data | Protected Data | Protected Data | Residential | Solar* Rewards | 2016 | 2017 | n/a
Xcel Energy | 85 | 13781 | IOU | OID2771354 | 32.8 | Solar |  |  | Interconnected | Pipestone | Protected Data | Protected Data | Protected Data | Commercial | Made In MN | 2016 | 2017 | n/a
Xcel Energy | 85 | 13781 | IOU | OID2771365 | 9.995 | Solar |  |  | Interconnected | Owatonna | Protected Data | Protected Data | Protected Data | Residential | Made In MN | 2016 | 2017 | n/a
Xcel Energy | 85 | 13781 | IOU | OID2771545 | 7.625 | Solar |  |  | Interconnected | Woodbury | Protected Data | Protected Data | Protected Data | Residential | Made In MN | 2016 | 2017 | n/a
Xcel Energy | 85 | 13781 | IOU | OID2773851 | 9.94 | Solar |  |  | Interconnected | Afton | Protected Data | Protected Data | Protected Data | Residential | Made In MN | 2016 | 2017 | n/a
Xcel Energy | 85 | 13781 | IOU | OID2778198 | 40 | Solar |  |  | Interconnected | Mendota Heights | Protected Data | Protected Data | Protected Data | Commercial | Made In MN | 2016 | 2016 | n/a
Xcel Energy | 85 | 13781 | IOU | OID2778213 | 7.625 | Solar |  |  | Interconnected | North Branch | Protected Data | Protected Data | Protected Data | Residential | Solar* Rewards | 2016 | 2016 | n/a
Xcel Energy | 85 | 13781 | IOU | OID2778525 | 10.51 | Solar |  |  | Interconnected | Mankato | Protected Data | Protected Data | Protected Data | Residential | n/a | 2016 | 2016 | n/a
Xcel Energy | 85 | 13781 | IOU | OID2780077 | 9 | Solar |  |  | Interconnected | Winona | Protected Data | Protected Data | Protected Data | Residential | Made In MN | 2016 | 2017 | n/a
Xcel Energy | 85 | 13781 | IOU | OID2780445 | 6 | Solar |  |  | Interconnected | Minneapolis | Protected Data | Protected Data | Protected Data | Residential | Solar* Rewards | 2016 | 2017 | n/a
Xcel Energy | 85 | 13781 | IOU | OID2780448 | 5 | Solar |  |  | Interconnected | Plymouth | Protected Data | Protected Data | Protected Data | Residential | Solar* Rewards | 2016 | 2017 | n/a
Xcel Energy | 85 | 13781 | IOU | OID2781902 | 7.625 | Solar |  |  | Interconnected | Saint Paul | Protected Data | Protected Data | Protected Data | Residential | Solar* Rewards | 2016 | 2017 | n/a
Xcel Energy | 85 | 13781 | IOU | OID2782479 | 9.94 | Solar |  |  | Interconnected | Minneapolis | Protected Data | Protected Data | Protected Data | Residential | Made In MN | 2016 | 2017 | n/a
Xcel Energy | 85 | 13781 | IOU | OID2785553 | 40 | Solar |  |  | Interconnected | Rosemount | Protected Data | Protected Data | Protected Data | Commercial | Made In MN | 2016 | 2016 | n/a
Xcel Energy | 85 | 13781 | IOU | OID2786176 | 4 | Solar |  |  | Interconnected | Watkins | Protected Data | Protected Data | Protected Data | Residential | Made In MN | 2016 | 2017 | n/a
Xcel Energy | 85 | 13781 | IOU | OID2786276 | 734.4 | Solar |  |  | Interconnected | Farmington | Protected Data | Protected Data | Protected Data | Commercial | n/a | 2016 | 2018 | n/a
Xcel Energy | 85 | 13781 | IOU | OID2786310 | 7 | Solar |  |  | Interconnected | La Crescent | Protected Data | Protected Data | Protected Data | Residential | Made In MN | 2016 | 2016 | n/a
Xcel Energy | 85 | 13781 | IOU | OID2786537 | 17.57 | Solar |  |  | Interconnected | Woodbury | Protected Data | Protected Data | Protected Data | Residential | Solar* Rewards | 2016 | 2017 | n/a
Xcel Energy | 85 | 13781 | IOU | OID2786703 | 5.52 | Solar |  |  | Interconnected | New Brighton | Protected Data | Protected Data | Protected Data | Residential | Made In MN | 2016 | 2016 | n/a
Xcel Energy | 85 | 13781 | IOU | OID2786840 | 192 | Solar |  |  | Interconnected | Forest Lake | Protected Data | Protected Data | Protected Data | Commercial | n/a | 2016 | 2017 | n/a
Xcel Energy | 85 | 13781 | IOU | OID2787249 | 9.94 | Solar |  |  | Interconnected | Faribault | Protected Data | Protected Data | Protected Data | Residential | Solar* Rewards | 2016 | 2017 | n/a
Xcel Energy | 85 | 13781 | IOU | OID2787252 | 9.94 | Solar |  |  | Interconnected | Brooklyn Park | Protected Data | Protected Data | Protected Data | Residential | Solar* Rewards | 2016 | 2017 | n/a
Xcel Energy | 85 | 13781 | IOU | OID2787260 | 6 | Solar |  |  | Interconnected | Roseville | Protected Data | Protected Data | Protected Data | Residential | Solar* Rewards | 2016 | 2017 | n/a
Xcel Energy | 85 | 13781 | IOU | OID2787439 | 3.8 | Solar |  |  | Interconnected | Saint Paul | Protected Data | Protected Data | Protected Data | Residential | Solar* Rewards | 2016 | 2017 | n/a
Xcel Energy | 85 | 13781 | IOU | OID2787442 | 3 | Solar |  |  | Interconnected | Saint Paul | Protected Data | Protected Data | Protected Data | Residential | Solar* Rewards | 2016 | 2017 | n/a
Xcel Energy | 85 | 13781 | IOU | OID2787448 | 1.62 | Solar |  |  | Interconnected | Roseville | Protected Data | Protected Data | Protected Data | Residential | Solar* Rewards | 2016 | 2017 | n/a
Xcel Energy | 85 | 13781 | IOU | OID2787453 | 7.625 | Solar |  |  | Interconnected | Mendota Heights | Protected Data | Protected Data | Protected Data | Residential | Solar* Rewards | 2016 | 2017 | n/a
Xcel Energy | 85 | 13781 | IOU | OID2787456 | 39.98 | Solar |  |  | Interconnected | Ihlen | Protected Data | Protected Data | Protected Data | Commercial | Made In MN | 2016 | 2017 | n/a
Xcel Energy | 85 | 13781 | IOU | OID2788372 | 19.88 | Solar |  |  | Interconnected | Mantorville | Protected Data | Protected Data | Protected Data | Residential | Solar* Rewards | 2016 | 2017 | n/a
Xcel Energy | 85 | 13781 | IOU | OID2788547 | 6 | Solar |  |  | Interconnected | Shoreview | Protected Data | Protected Data | Protected Data | Commercial | Solar* Rewards | 2016 | 2017 | n/a
Xcel Energy | 85 | 13781 | IOU | OID2788692 | 20 | Solar |  |  | Interconnected | Minneapolis | Protected Data | Protected Data | Protected Data | Commercial | Solar* Rewards | 2016 | 2017 | n/a
Xcel Energy | 85 | 13781 | IOU | OID2788697 | 19.88 | Solar |  |  | Interconnected | Minneapolis | Protected Data | Protected Data | Protected Data | Commercial | Solar* Rewards | 2016 | 2017 | n/a
Xcel Energy | 85 | 13781 | IOU | OID2788744 | 9.995 | Solar |  |  | Interconnected | Altura | Protected Data | Protected Data | Protected Data | Residential | Made In MN | 2016 | 2017 | n/a
Xcel Energy | 85 | 13781 | IOU | OID2789422 | 36 | Solar |  |  | Interconnected | Bloomington | Protected Data | Protected Data | Protected Data | Commercial | Made In MN | 2016 | 2017 | n/a
Xcel Energy | 85 | 13781 | IOU | OID2791167 | 6 | Solar |  |  | Interconnected | Saint Paul | Protected Data | Protected Data | Protected Data | Residential | Solar* Rewards | 2016 | 2017 | n/a
Xcel Energy | 85 | 13781 | IOU | OID2791170 | 7.625 | Solar |  |  | Interconnected | Monticello | Protected Data | Protected Data | Protected Data | Residential | Solar* Rewards | 2016 | 2017 | n/a
Xcel Energy | 85 | 13781 | IOU | OID2800922 | 5 | Solar |  |  | Interconnected | Plymouth | Protected Data | Protected Data | Protected Data | Residential | Made In MN | 2016 | 2017 | n/a
Xcel Energy | 85 | 13781 | IOU | OID2801012 | 15.2 | Solar |  |  | Interconnected | Minneapolis | Protected Data | Protected Data | Protected Data | Commercial | Solar* Rewards | 2016 | 2017 | n/a
Xcel Energy | 85 | 13781 | IOU | OID2801345 | 5 | Solar |  |  | Interconnected | Maple Grove | Protected Data | Protected Data | Protected Data | Residential | Solar* Rewards | 2016 | 2017 | n/a
Xcel Energy | 85 | 13781 | IOU | OID2801369 | 6 | Solar |  |  | Interconnected | Minneapolis | Protected Data | Protected Data | Protected Data | Residential | Solar* Rewards | 2016 | 2017 | n/a
Xcel Energy | 85 | 13781 | IOU | OID2801680 | 9.94 | Solar |  |  | Interconnected | Wayzata | Protected Data | Protected Data | Protected Data | Residential | Made In MN | 2016 | 2017 | n/a
Xcel Energy | 85 | 13781 | IOU | OID2803092 | 9.94 | Solar |  |  | Interconnected | Champlin | Protected Data | Protected Data | Protected Data | Residential | Solar* Rewards | 2016 | 2017 | n/a
Xcel Energy | 85 | 13781 | IOU | OID2803114 | 11.39 | Solar |  |  | Interconnected | Apple Valley | Protected Data | Protected Data | Protected Data | Residential | Solar* Rewards | 2016 | 2017 | n/a
Xcel Energy | 85 | 13781 | IOU | OID2803121 | 6 | Solar |  |  | Interconnected | Rogers | Protected Data | Protected Data | Protected Data | Residential | Solar* Rewards | 2016 | 2017 | n/a
Xcel Energy | 85 | 13781 | IOU | OID2803298 | 9.94 | Solar |  |  | Interconnected | Faribault | Protected Data | Protected Data | Protected Data | Residential | Made In MN | 2016 | 2017 | n/a
Xcel Energy | 85 | 13781 | IOU | OID2803303 | 2.4 | Solar |  |  | Interconnected | Saint Paul | Protected Data | Protected Data | Protected Data | Residential | Solar* Rewards | 2016 | 2017 | n/a
Xcel Energy | 85 | 13781 | IOU | OID2803378 | 5.28 | Solar |  |  | Interconnected | Maple Grove | Protected Data | Protected Data | Protected Data | Residential | Made In MN | 2016 | 2017 | n/a
Xcel Energy | 85 | 13781 | IOU | OID2803586 | 6 | Solar |  |  | Interconnected | Saint Paul | Protected Data | Protected Data | Protected Data | Residential | Made In MN | 2016 | 2016 | n/a
Xcel Energy | 85 | 13781 | IOU | OID2803815 | 7.63 | Solar |  |  | Interconnected | Mendota Heights | Protected Data | Protected Data | Protected Data | Residential | Made In MN | 2016 | 2016 | n/a
Xcel Energy | 85 | 13781 | IOU | OID2803817 | 9.93 | Solar |  |  | Interconnected | Hastings | Protected Data | Protected Data | Protected Data | Residential | Made In MN | 2016 | 2017 | n/a
Xcel Energy | 85 | 13781 | IOU | OID2806033 | 1.7 | Solar |  |  | Interconnected | Saint Paul | Protected Data | Protected Data | Protected Data | Residential | n/a | 2003 | 2013 | n/a
Xcel Energy | 85 | 13781 | IOU | OID2806034 | 2 | Solar |  |  | Interconnected | Saint Paul | Protected Data | Protected Data | Protected Data | Residential | n/a | 2001 | 2003 | n/a
Xcel Energy | 85 | 13781 | IOU | OID2806035 | 9 | Solar |  |  | Interconnected | Saint Paul | Protected Data | Protected Data | Protected Data | Commercial | RDF Grant | 2003 | 2003 | n/a
Xcel Energy | 85 | 13781 | IOU | OID2806039 | 18 | Wind |  |  | Interconnected | Dayton | Protected Data | Protected Data | Protected Data | Residential | n/a | 2004 | 2005 | n/a
Xcel Energy | 85 | 13781 | IOU | OID2806040 | 2 | Solar |  |  | Interconnected | Saint Cloud | Protected Data | Protected Data | Protected Data | Commercial | n/a | 2004 | 2009 | n/a
Xcel Energy | 85 | 13781 | IOU | OID2806041 | 1 | Solar |  |  | Interconnected | Winona | Protected Data | Protected Data | Protected Data | Residential | n/a | 2003 | 2013 | n/a
Xcel Energy | 85 | 13781 | IOU | OID2806042 | 1 | Solar |  |  | Interconnected | West Saint Paul | Protected Data | Protected Data | Protected Data | Commercial | n/a | 2004 | 2013 | n/a
Xcel Energy | 85 | 13781 | IOU | OID2806043 | 10 | Wind |  |  | Interconnected | Lake Elmo | Protected Data | Protected Data | Protected Data | Residential | n/a | 2007 | 2007 | n/a
Xcel Energy | 85 | 13781 | IOU | OID2806046 | 5.04 | Solar |  |  | Interconnected | West Saint Paul | Protected Data | Protected Data | Protected Data | Commercial | n/a | 2007 | 2007 | n/a
Xcel Energy | 85 | 13781 | IOU | OID2806047 | 2.5 | Solar |  |  | Interconnected | Saint Paul | Protected Data | Protected Data | Protected Data | Residential | n/a | 2004 | 2004 | n/a
Xcel Energy | 85 | 13781 | IOU | OID2806049 | 1.12 | Solar |  |  | Interconnected | Richfield | Protected Data | Protected Data | Protected Data | Commercial | n/a | 2005 | 2005 | n/a
Xcel Energy | 85 | 13781 | IOU | OID2806050 | 16.1 | Natural Gas |  |  | Interconnected | Eden Prairie | Protected Data | Protected Data | Protected Data | Commercial | n/a | 2004 | 2004 | n/a
Xcel Energy | 85 | 13781 | IOU | OID2806051 | 1.2 | Solar |  |  | Interconnected | Minneapolis | Protected Data | Protected Data | Protected Data | Residential | n/a | 2005 | 2005 | n/a
Xcel Energy | 85 | 13781 | IOU | OID2806052 | 1.2 | Solar |  |  | Interconnected | Minneapolis | Protected Data | Protected Data | Protected Data | Residential | n/a | 2008 | 2008 | n/a
Xcel Energy | 85 | 13781 | IOU | OID2806053 | 4 | Solar |  |  | Interconnected | Minneapolis | Protected Data | Protected Data | Protected Data | Residential | n/a | 2004 | 2013 | n/a
Xcel Energy | 85 | 13781 | IOU | OID2806054 | 4 | Solar |  |  | Interconnected | Minneapolis | Protected Data | Protected Data | Protected Data | Residential | n/a | 2007 | 2013 | n/a
Xcel Energy | 85 | 13781 | IOU | OID2806055 | 4 | Solar |  |  | Interconnected | Minneapolis | Protected Data | Protected Data | Protected Data | Residential | n/a | 2007 | 2013 | n/a
Xcel Energy | 85 | 13781 | IOU | OID2806056 | 4 | Solar |  |  | Interconnected | Minneapolis | Protected Data | Protected Data | Protected Data | Commercial | n/a | 2005 | 2005 | n/a
Xcel Energy | 85 | 13781 | IOU | OID2806057 | 40 | Solar |  |  | Interconnected | Minneapolis | Protected Data | Protected Data | Protected Data | Commercial | n/a | 2004 | 2014 | n/a
Xcel Energy | 85 | 13781 | IOU | OID2806058 | 4 | Solar |  |  | Interconnected | Minneapolis | Protected Data | Protected Data | Protected Data | Residential | n/a | 2004 | 2013 | n/a
Xcel Energy | 85 | 13781 | IOU | OID2806059 | 4 | Solar |  |  | Interconnected | Minneapolis | Protected Data | Protected Data | Protected Data | Commercial | n/a | 2004 | 2005 | n/a
Xcel Energy | 85 | 13781 | IOU | OID2806060 | 4 | Solar |  |  | Interconnected | Minneapolis | Protected Data | Protected Data | Protected Data | Residential | n/a | 2004 | 2005 | n/a
Xcel Energy | 85 | 13781 | IOU | OID2806061 | 4 | Solar |  |  | Interconnected | Minneapolis | Protected Data | Protected Data | Protected Data | Commercial | n/a | 2005 | 2005 | n/a
Xcel Energy | 85 | 13781 | IOU | OID2806062 | 0.8 | Solar |  |  | Interconnected | Sauk Rapids | Protected Data | Protected Data | Protected Data | Residential | n/a | 2004 | 2005 | n/a
Xcel Energy | 85 | 13781 | IOU | OID2806063 | 3 | Solar |  |  | Interconnected | Saint Cloud | Protected Data | Protected Data | Protected Data | Residential | n/a | 2005 | 2005 | n/a
Xcel Energy | 85 | 13781 | IOU | OID2806068 | 4 | Solar |  |  | Interconnected | Shorewood | Protected Data | Protected Data | Protected Data | Residential | n/a | 2005 | 2005 | n/a
Xcel Energy | 85 | 13781 | IOU | OID2806069 | 10 | Wind |  |  | Interconnected | Watertown | Protected Data | Protected Data | Protected Data | Residential | n/a | 2005 | 2005 | n/a
Xcel Energy | 85 | 13781 | IOU | OID2806070 | 3 | Solar |  |  | Interconnected | Excelsior | Protected Data | Protected Data | Protected Data | Residential | n/a | 2004 | 2004 | n/a
Xcel Energy | 85 | 13781 | IOU | OID2806075 | 3.5 | Solar |  |  | Interconnected | White Bear Lake | Protected Data | Protected Data | Protected Data | Residential | n/a | 2004 | 2005 | n/a
Xcel Energy | 85 | 13781 | IOU | OID2806077 | 1.85 | Solar |  |  | Interconnected | Shoreview | Protected Data | Protected Data | Protected Data | Residential | n/a | 2003 | 2004 | n/a
Xcel Energy | 85 | 13781 | IOU | OID2806088 | 2000 | Natural Gas |  |  | Interconnected | Winona | Protected Data | Protected Data | Protected Data | Commercial | n/a | 2006 | 2006 | n/a
Xcel Energy | 85 | 13781 | IOU | OID2806089 | 8 | Wind |  |  | Interconnected | Altura | Protected Data | Protected Data | Protected Data | Commercial | n/a | 2006 | 2009 | n/a
Xcel Energy | 85 | 13781 | IOU | OID2806091 | 500 | Natural Gas |  |  | Interconnected | Winona | Protected Data | Protected Data | Protected Data | Commercial | n/a | 2004 | 2005 | n/a
Xcel Energy | 85 | 13781 | IOU | OID2806095 | 4 | Solar |  |  | Interconnected | Minneapolis | Protected Data | Protected Data | Protected Data | Commercial | n/a | 2005 | 2006 | n/a
Xcel Energy | 85 | 13781 | IOU | OID2806100 | 6.9 | Natural Gas |  |  | Interconnected | Coon Rapids | Protected Data | Protected Data | Protected Data | Commercial | n/a | 2003 | 2003 | n/a
Xcel Energy | 85 | 13781 | IOU | OID2806102 | 1.2 | Solar |  |  | Interconnected | Minneapolis | Protected Data | Protected Data | Protected Data | Residential | n/a | 2005 | 2005 | n/a
Xcel Energy | 85 | 13781 | IOU | OID2806104 | 8.6 | Solar |  |  | Interconnected | Saint Paul | Protected Data | Protected Data | Protected Data | Commercial | n/a | 2005 | 2005 | n/a
Xcel Energy | 85 | 13781 | IOU | OID2806105 | 2 | Solar |  |  | Interconnected | Delano | Protected Data | Protected Data | Protected Data | Residential | n/a | 2005 | 2005 | n/a
Xcel Energy | 85 | 13781 | IOU | OID2806110 | 1500 | Wind |  |  | Interconnected | Chandler | Protected Data | Protected Data | Protected Data | Commercial | n/a | 2005 | 2005 | n/a
Xcel Energy | 85 | 13781 | IOU | OID2806111 | 1650 | Wind |  |  | Interconnected | Northfield | Protected Data | Protected Data | Protected Data | Commercial | RDF Grant | 2005 | 2006 | n/a
Xcel Energy | 85 | 13781 | IOU | OID2806114 | 3 | Solar |  |  | Interconnected | Saint Paul | Protected Data | Protected Data | Protected Data | Residential | n/a | 2006 | 2007 | n/a
Xcel Energy | 85 | 13781 | IOU | OID2806115 | 2 | Solar |  |  | Interconnected | Woodbury | Protected Data | Protected Data | Protected Data | Residential | n/a | 2006 | 2007 | n/a
Xcel Energy | 85 | 13781 | IOU | OID2806116 | 4 | Solar |  |  | Interconnected | Minnetonka | Protected Data | Protected Data | Protected Data | Residential | n/a | 2006 | 2006 | n/a
Xcel Energy | 85 | 13781 | IOU | OID2806117 | 2 | Solar |  |  | Interconnected | Minnetonka | Protected Data | Protected Data | Protected Data | Residential | n/a | 2006 | 2006 | n/a
Xcel Energy | 85 | 13781 | IOU | OID2806118 | 2 | Solar |  |  | Interconnected | Rosemount | Protected Data | Protected Data | Protected Data | Residential | n/a | 2006 | 2006 | n/a
Xcel Energy | 85 | 13781 | IOU | OID2806119 | 4 | Solar |  |  | Interconnected | Champlin | Protected Data | Protected Data | Protected Data | Residential | n/a | 2006 | 2006 | n/a
Xcel Energy | 85 | 13781 | IOU | OID2806121 | 2 | Solar |  |  | Interconnected | New Brighton | Protected Data | Protected Data | Protected Data | Residential | n/a | 2006 | 2006 | n/a
Xcel Energy | 85 | 13781 | IOU | OID2806122 | 4 | Solar |  |  | Interconnected | Waconia | Protected Data | Protected Data | Protected Data | Residential | n/a | 2006 | 2006 | n/a
Xcel Energy | 85 | 13781 | IOU | OID2806123 | 3 | Solar |  |  | Interconnected | Northfield | Protected Data | Protected Data | Protected Data |  | n/a | 2006 | 2006 | n/a
Xcel Energy | 85 | 13781 | IOU | OID2806124 | 4 | Solar |  |  | Interconnected | Edina | Protected Data | Protected Data | Protected Data | Residential | n/a | 2006 | 2006 | n/a
Xcel Energy | 85 | 13781 | IOU | OID2806125 | 3 | Solar |  |  | Interconnected | Brooklyn Park | Protected Data | Protected Data | Protected Data | Residential | n/a | 2006 | 2007 | n/a
Xcel Energy | 85 | 13781 | IOU | OID2806126 | 3 | Solar |  |  | Interconnected | Edina | Protected Data | Protected Data | Protected Data | Residential | n/a | 2006 | 2007 | n/a
Xcel Energy | 85 | 13781 | IOU | OID2806127 | 10 | Solar |  |  | Interconnected | Saint Louis Park | Protected Data | Protected Data | Protected Data | Commercial | n/a | 2006 | 2007 | n/a
Xcel Energy | 85 | 13781 | IOU | OID2806128 | 3 | Solar |  |  | Interconnected | Minneapolis | Protected Data | Protected Data | Protected Data | Residential | n/a | 2006 | 2007 | n/a
Xcel Energy | 85 | 13781 | IOU | OID2806129 | 10 | Solar |  |  | Interconnected | Chanhassen | Protected Data | Protected Data | Protected Data | Commercial | n/a | 2006 | 2006 | n/a
Xcel Energy | 85 | 13781 | IOU | OID2806131 | 7 | Solar |  |  | Interconnected | White Bear Lake | Protected Data | Protected Data | Protected Data | Residential | n/a | 2006 | 2013 | n/a
Xcel Energy | 85 | 13781 | IOU | OID2806134 | 2 | Solar |  |  | Interconnected | Rogers | Protected Data | Protected Data | Protected Data | Residential | n/a | 2007 | 2013 | n/a
Xcel Energy | 85 | 13781 | IOU | OID2806135 | 1 | Solar |  |  | Interconnected | Brooklyn Park | Protected Data | Protected Data | Protected Data | Residential | n/a | 2007 | 2007 | n/a
Xcel Energy | 85 | 13781 | IOU | OID2806136 | 4 | Solar |  |  | Interconnected | Saint Louis Park | Protected Data | Protected Data | Protected Data | Residential | n/a | 2009 | 2013 | n/a
Xcel Energy | 85 | 13781 | IOU | OID2806137 | 3 | Solar |  |  | Interconnected | Roseville | Protected Data | Protected Data | Protected Data | Residential | n/a | 2007 | 2007 | n/a
Xcel Energy | 85 | 13781 | IOU | OID2806138 | 40 | Solar |  |  | Interconnected | Bloomington | Protected Data | Protected Data | Protected Data | Commercial | n/a | 2007 | 2012 | n/a
Xcel Energy | 85 | 13781 | IOU | OID2806139 | 4 | Solar |  |  | Interconnected | Stillwater | Protected Data | Protected Data | Protected Data | Residential | n/a | 2007 | 2007 | n/a
Xcel Energy | 85 | 13781 | IOU | OID2806140 | 1 | Solar |  |  | Interconnected | Loretto | Protected Data | Protected Data | Protected Data | Residential | n/a | 2007 | 2007 | n/a
Xcel Energy | 85 | 13781 | IOU | OID2806141 | 4 | Solar |  |  | Interconnected | Sartell | Protected Data | Protected Data | Protected Data | Commercial | n/a | 2007 | 2008 | n/a
Xcel Energy | 85 | 13781 | IOU | OID2806142 | 2 | Solar |  |  | Interconnected | Minneapolis | Protected Data | Protected Data | Protected Data | Commercial | n/a | 2007 | 2007 | n/a
Xcel Energy | 85 | 13781 | IOU | OID2806143 | 3 | Solar |  |  | Interconnected | Stillwater | Protected Data | Protected Data | Protected Data | Residential | n/a | 2006 | 2006 | n/a
Xcel Energy | 85 | 13781 | IOU | OID2806144 | 4.02 | Solar |  |  | Interconnected | Minneapolis | Protected Data | Protected Data | Protected Data | Commercial | n/a | 2006 | 2006 | n/a
Xcel Energy | 85 | 13781 | IOU | OID2806145 | 4 | Solar |  |  | Interconnected | New Brighton | Protected Data | Protected Data | Protected Data | Residential | n/a | 2006 | 2006 | n/a
Xcel Energy | 85 | 13781 | IOU | OID2806146 | 9.75 | Solar |  |  | Interconnected | Minneapolis | Protected Data | Protected Data | Protected Data | Commercial | n/a | 2006 | 2007 | n/a
Xcel Energy | 85 | 13781 | IOU | OID2806149 | 10 | Solar |  |  | Interconnected | Minneapolis | Protected Data | Protected Data | Protected Data | Commercial | n/a | 2006 | 2007 | n/a
Xcel Energy | 85 | 13781 | IOU | OID2806150 | 2 | Solar |  |  | Interconnected | Woodbury | Protected Data | Protected Data | Protected Data | Residential | n/a | 2006 | 2007 | n/a
Xcel Energy | 85 | 13781 | IOU | OID2806153 | 40 | Solar |  |  | Interconnected | Saint Michael | Protected Data | Protected Data | Protected Data | Commercial | n/a | 2007 | 2009 | n/a
Xcel Energy | 85 | 13781 | IOU | OID2806159 | 1500 | Wind |  |  | Interconnected | Chandler | Protected Data | Protected Data | Protected Data | Commercial | n/a | 2005 | 2005 | n/a
Xcel Energy | 85 | 13781 | IOU | OID2806160 | 1500 | Wind |  |  | Interconnected | Chandler | Protected Data | Protected Data | Protected Data | Commercial | n/a | 2005 | 2005 | n/a
Xcel Energy | 85 | 13781 | IOU | OID2806163 | 4.14 | Natural Gas |  |  | Interconnected | Maplewood | Protected Data | Protected Data | Protected Data | Commercial | n/a | 2003 | 2004 | n/a
Xcel Energy | 85 | 13781 | IOU | OID2806165 | 2.988 | Solar |  |  | Interconnected | Saint Paul | Protected Data | Protected Data | Protected Data | Residential | n/a | 2007 | 2007 | n/a
Xcel Energy | 85 | 13781 | IOU | OID2806167 | 1 | Solar |  |  | Interconnected | Lake Elmo | Protected Data | Protected Data | Protected Data | Residential | n/a | 2007 | 2007 | n/a
Xcel Energy | 85 | 13781 | IOU | OID2806169 | 4.6 | Solar |  |  | Interconnected | Mendota Heights | Protected Data | Protected Data | Protected Data | Residential | n/a | 2004 | 2005 | n/a
Xcel Energy | 85 | 13781 | IOU | OID2806170 | 11.955 | Solar |  |  | Interconnected | Edina | Protected Data | Protected Data | Protected Data | Commercial | n/a | 2002 | 2002 | n/a
Xcel Energy | 85 | 13781 | IOU | OID2806171 | 3.2 | Solar |  |  | Interconnected | Delano | Protected Data | Protected Data | Protected Data | Residential | n/a | 2007 | 2007 | n/a
Xcel Energy | 85 | 13781 | IOU | OID2806172 | 2.72 | Solar |  |  | Interconnected | Stillwater | Protected Data | Protected Data | Protected Data | Residential | n/a | 2007 | 2007 | n/a
Xcel Energy | 85 | 13781 | IOU | OID2806174 | 3 | Solar |  |  | Interconnected | Minneapolis | Protected Data | Protected Data | Protected Data | Residential | n/a | 2006 | 2007 | n/a
Xcel Energy | 85 | 13781 | IOU | OID2806175 | 10 | Solar |  |  | Interconnected | Edina | Protected Data | Protected Data | Protected Data | Commercial | n/a | 2006 | 2007 | n/a
Xcel Energy | 85 | 13781 | IOU | OID2806176 | 8.4 | Solar |  |  | Interconnected | Minneapolis | Protected Data | Protected Data | Protected Data | Commercial | n/a | 2007 | 2007 | n/a
Xcel Energy | 85 | 13781 | IOU | OID2806177 | 4.813 | Solar |  |  | Interconnected | Saint Paul | Protected Data | Protected Data | Protected Data |  | n/a | 2007 | 2007 | n/a
Xcel Energy | 85 | 13781 | IOU | OID2806178 | 3.6 | Solar |  |  | Interconnected | Minnetonka | Protected Data | Protected Data | Protected Data | Residential | n/a | 2007 | 2008 | n/a
Xcel Energy | 85 | 13781 | IOU | OID2806179 | 3.12 | Natural Gas |  |  | Interconnected | Minnetonka | Protected Data | Protected Data | Protected Data | Residential | n/a | 2007 | 2008 | n/a
Xcel Energy | 85 | 13781 | IOU | OID2806182 | 1.8 | Solar |  |  | Interconnected | Minneapolis | Protected Data | Protected Data | Protected Data | Residential | n/a | 2007 | 2007 | n/a
Xcel Energy | 85 | 13781 | IOU | OID2806183 | 9176 | Hydro |  |  | Interconnected | Minneapolis | Protected Data | Protected Data | Protected Data | Utility | RDF Grant | 2005 | 2011 | n/a
Xcel Energy | 85 | 13781 | IOU | OID2806185 | 5.1 | Solar |  |  | Interconnected | Mahtomedi | Protected Data | Protected Data | Protected Data | Commercial | n/a | 2007 | 2007 | n/a
Xcel Energy | 85 | 13781 | IOU | OID2806186 | 5.1 | Solar |  |  | Interconnected | Mahtomedi | Protected Data | Protected Data | Protected Data | Commercial | n/a | 2007 | 2007 | n/a
Xcel Energy | 85 | 13781 | IOU | OID2806187 | 2.1 | Solar |  |  | Interconnected | Saint Paul | Protected Data | Protected Data | Protected Data | Residential | n/a | 2007 | 2007 | n/a
Xcel Energy | 85 | 13781 | IOU | OID2806188 | 3.2 | Solar |  |  | Interconnected | Plymouth | Protected Data | Protected Data | Protected Data | Residential | n/a | 2007 | 2008 | n/a
Xcel Energy | 85 | 13781 | IOU | OID2806190 | 2 | Solar |  |  | Interconnected | Shorewood | Protected Data | Protected Data | Protected Data | Residential | n/a | 2007 | 2007 | n/a
Xcel Energy | 85 | 13781 | IOU | OID2806191 | 3.15 | Solar |  |  | Interconnected | Minnetonka | Protected Data | Protected Data | Protected Data | Residential | n/a | 2007 | 2008 | n/a
Xcel Energy | 85 | 13781 | IOU | OID2806192 | 20 | Wind |  |  | Interconnected | West Saint Paul | Protected Data | Protected Data | Protected Data | Commercial | n/a | 2007 | 2012 | n/a
Xcel Energy | 85 | 13781 | IOU | OID2806194 | 1.8 | Solar |  |  | Interconnected | Minneapolis | Protected Data | Protected Data | Protected Data | Commercial | n/a | 2007 | 2008 | n/a
Xcel Energy | 85 | 13781 | IOU | OID2806195 | 2 | Solar |  |  | Interconnected | North Oaks | Protected Data | Protected Data | Protected Data | Residential | n/a | 2007 | 2007 | n/a
Xcel Energy | 85 | 13781 | IOU | OID2806199 | 2.04 | Solar |  |  | Interconnected | Brooklyn Park | Protected Data | Protected Data | Protected Data | Residential | n/a | 2009 | 2009 | n/a
Xcel Energy | 85 | 13781 | IOU | OID2806200 | 2.4 | Solar |  |  | Interconnected | Maplewood | Protected Data | Protected Data | Protected Data | Residential | n/a | 2008 | 2008 | n/a
Xcel Energy | 85 | 13781 | IOU | OID2806201 | 1.2 | Solar |  |  | Interconnected | Champlin | Protected Data | Protected Data | Protected Data | Residential | n/a | 2007 | 2008 | n/a
Xcel Energy | 85 | 13781 | IOU | OID2806202 | 20 | Wind |  |  | Interconnected | Foley | Protected Data | Protected Data | Protected Data | Residential | n/a | 2007 | 2008 | n/a
Xcel Energy | 85 | 13781 | IOU | OID2806203 | 3.2 | Solar |  |  | Interconnected | Pine Island | Protected Data | Protected Data | Protected Data | Residential | n/a | 2008 | 2008 | n/a
Xcel Energy | 85 | 13781 | IOU | OID2806204 | 7.3 | Wind |  |  | Interconnected | Faribault | Protected Data | Protected Data | Protected Data | Residential | n/a | 2006 | 2007 | n/a
Xcel Energy | 85 | 13781 | IOU | OID2806205 | 3.6 | Wind |  |  | Interconnected | Jasper | Protected Data | Protected Data | Protected Data | Residential | n/a | 2007 | 2007 | n/a
Xcel Energy | 85 | 13781 | IOU | OID2806206 | 5.57 | Wind |  |  | Interconnected | Ridgeway | Protected Data | Protected Data | Protected Data | Residential | n/a | 2007 | 2007 | n/a
Xcel Energy | 85 | 13781 | IOU | OID2806208 | 2 | Solar |  |  | Interconnected | Saint Paul | Protected Data | Protected Data | Protected Data | Residential | n/a | 2007 | 2008 | n/a
Xcel Energy | 85 | 13781 | IOU | OID2806209 | 2.5 | Solar |  |  | Interconnected | Stillwater | Protected Data | Protected Data | Protected Data | Residential | n/a | 2007 | 2008 | n/a
Xcel Energy | 85 | 13781 | IOU | OID2806210 | 2 | Solar |  |  | Interconnected | Good Thunder | Protected Data | Protected Data | Protected Data | Residential | n/a | 2007 | 2007 | n/a
Xcel Energy | 85 | 13781 | IOU | OID2806214 | 2.8 | Solar |  |  | Interconnected | Minneapolis | Protected Data | Protected Data | Protected Data | Residential | n/a | 2008 | 2008 | n/a
Xcel Energy | 85 | 13781 | IOU | OID2806215 | 2.5 | Wind |  |  | Interconnected | Avon | Protected Data | Protected Data | Protected Data | Residential | n/a | 1996 | 2005 | n/a
Xcel Energy | 85 | 13781 | IOU | OID2806216 | 5.98 | Solar |  |  | Interconnected | Brooten | Protected Data | Protected Data | Protected Data | Commercial | n/a | 1996 | 1996 | n/a
Xcel Energy | 85 | 13781 | IOU | OID2806217 | 39.83 | Wind |  |  | Interconnected | Claremont | Protected Data | Protected Data | Protected Data | Residential | n/a | 2002 | 2013 | n/a
Xcel Energy | 85 | 13781 | IOU | OID2806218 | 17 | Solar |  |  | Interconnected | Edgerton | Protected Data | Protected Data | Protected Data | Residential | n/a | 2007 | 2007 | n/a
Xcel Energy | 85 | 13781 | IOU | OID2806219 | 4 | Solar |  |  | Interconnected | Minneapolis | Protected Data | Protected Data | Protected Data | Residential | n/a | 2007 | 2013 | n/a
Xcel Energy | 85 | 13781 | IOU | OID2806220 | 6 | Solar |  |  | Interconnected | Minneapolis | Protected Data | Protected Data | Protected Data | Residential | n/a | 1996 | 2005 | n/a
Xcel Energy | 85 | 13781 | IOU | OID2806221 | 1.2 | Solar |  |  | Interconnected | Minneapolis | Protected Data | Protected Data | Protected Data | Residential | n/a | 2007 | 2007 | n/a
Xcel Energy | 85 | 13781 | IOU | OID2806222 | 1.2 | Solar |  |  | Interconnected | Minneapolis | Protected Data | Protected Data | Protected Data | Residential | n/a | 2007 | 2007 | n/a
Xcel Energy | 85 | 13781 | IOU | OID2806223 | 1.2 | Solar |  |  | Interconnected | Minneapolis | Protected Data | Protected Data | Protected Data | Residential | n/a | 2007 | 2007 | n/a
Xcel Energy | 85 | 13781 | IOU | OID2806224 | 1.2 | Solar |  |  | Interconnected | Minneapolis | Protected Data | Protected Data | Protected Data | Residential | n/a | 2007 | 2007 | n/a
Xcel Energy | 85 | 13781 | IOU | OID2806225 | 1.2 | Solar |  |  | Interconnected | Minneapolis | Protected Data | Protected Data | Protected Data | Residential | n/a | 2007 | 2007 | n/a
Xcel Energy | 85 | 13781 | IOU | OID2806227 | 100 | Natural Gas |  |  | Interconnected | Minnetonka | Protected Data | Protected Data | Protected Data | Commercial | n/a | 2007 | 2007 | n/a
Xcel Energy | 85 | 13781 | IOU | OID2806228 | 6 | Solar |  |  | Interconnected | Morton | Protected Data | Protected Data | Protected Data |  | n/a | 1996 | 1996 | n/a
Xcel Energy | 85 | 13781 | IOU | OID2806229 | 6 | Wind |  |  | Interconnected | Northfield | Protected Data | Protected Data | Protected Data | Residential | n/a | 1999 | 2013 | n/a
Xcel Energy | 85 | 13781 | IOU | OID2806231 | 5.565 | Wind |  |  | Interconnected | Pine Island | Protected Data | Protected Data | Protected Data | Residential | n/a | 2007 | 2007 | n/a
Xcel Energy | 85 | 13781 | IOU | OID2806232 | 0.6 | Solar |  |  | Interconnected | Minneapolis | Protected Data | Protected Data | Protected Data | Commercial | n/a | 2008 | 2008 | n/a
Xcel Energy | 85 | 13781 | IOU | OID2806234 | 2.05 | Solar |  |  | Interconnected | Minneapolis | Protected Data | Protected Data | Protected Data | Residential | n/a | 2008 | 2008 | n/a
Xcel Energy | 85 | 13781 | IOU | OID2806236 | 39.5 | Wind |  |  | Interconnected | Albany | Protected Data | Protected Data | Protected Data | Commercial | n/a | 2008 | 2009 | n/a
Xcel Energy | 85 | 13781 | IOU | OID2806237 | 14.5 | Solar |  |  | Interconnected | Mankato | Protected Data | Protected Data | Protected Data | Commercial | n/a | 2008 | 2008 | n/a
Xcel Energy | 85 | 13781 | IOU | OID2806238 | 14.5 | Solar |  |  | Interconnected | Mankato | Protected Data | Protected Data | Protected Data | Commercial | n/a | 2008 | 2008 | n/a
Xcel Energy | 85 | 13781 | IOU | OID2806239 | 14.5 | Solar |  |  | Interconnected | Mankato | Protected Data | Protected Data | Protected Data | Commercial | n/a | 2008 | 2008 | n/a
Xcel Energy | 85 | 13781 | IOU | OID2806241 | 1.1 | Solar |  |  | Interconnected | Minneapolis | Protected Data | Protected Data | Protected Data | Residential | n/a | 2008 | 2008 | n/a
Xcel Energy | 85 | 13781 | IOU | OID2806242 | 4 | Solar |  |  | Interconnected | Golden Valley | Protected Data | Protected Data | Protected Data | Residential | n/a | 2008 | 2008 | n/a
Xcel Energy | 85 | 13781 | IOU | OID2806243 | 600 | Solar |  |  | Interconnected | Vadnais Heights | Protected Data | Protected Data | Protected Data | Commercial | n/a | 2008 | 2008 | n/a
Xcel Energy | 85 | 13781 | IOU | OID2806244 | 1 | Solar |  |  | Interconnected | Saint Paul | Protected Data | Protected Data | Protected Data | Residential | n/a | 2008 | 2008 | n/a
Xcel Energy | 85 | 13781 | IOU | OID2806245 | 4 | Solar |  |  | Interconnected | Saint Paul | Protected Data | Protected Data | Protected Data | Residential | n/a | 2008 | 2008 | n/a
Xcel Energy | 85 | 13781 | IOU | OID2806246 | 4.8 | Solar |  |  | Interconnected | Maple Grove | Protected Data | Protected Data | Protected Data | Residential | n/a | 2008 | 2008 | n/a
Xcel Energy | 85 | 13781 | IOU | OID2806249 | 2.5 | Solar |  |  | Interconnected | Northfield | Protected Data | Protected Data | Protected Data | Commercial | n/a | 2008 | 2013 | n/a
Xcel Energy | 85 | 13781 | IOU | OID2806250 | 3.2 | Solar |  |  | Interconnected | White Bear Lake | Protected Data | Protected Data | Protected Data | Commercial | n/a | 2008 | 2008 | n/a
Xcel Energy | 85 | 13781 | IOU | OID2806251 | 2.1 | Solar |  |  | Interconnected | Winona | Protected Data | Protected Data | Protected Data | Residential | n/a | 2008 | 2008 | n/a
Xcel Energy | 85 | 13781 | IOU | OID2806252 | 3 | Solar |  |  | Interconnected | Stillwater | Protected Data | Protected Data | Protected Data | Residential | n/a | 2008 | 2008 | n/a
Xcel Energy | 85 | 13781 | IOU | OID2806253 | 2.5 | Solar |  |  | Interconnected | Saint Paul | Protected Data | Protected Data | Protected Data | Commercial | n/a | 2008 | 2008 | n/a
Xcel Energy | 85 | 13781 | IOU | OID2806255 | 0.256 | Solar |  |  | Interconnected | Minneapolis | Protected Data | Protected Data | Protected Data |  | n/a | 2008 | 2008 | n/a
Xcel Energy | 85 | 13781 | IOU | OID2806256 | 5 | Wind |  |  | Interconnected | Minneapolis | Protected Data | Protected Data | Protected Data |  | n/a | 2008 | 2008 | n/a
Xcel Energy | 85 | 13781 | IOU | OID2806257 | 0.525 | Solar |  |  | Interconnected | Eden Prairie | Protected Data | Protected Data | Protected Data | Residential | n/a | 2008 | 2008 | n/a
Xcel Energy | 85 | 13781 | IOU | OID2806259 | 2.68 | Solar |  |  | Interconnected | Shoreview | Protected Data | Protected Data | Protected Data | Residential | n/a | 2008 | 2008 | n/a
Xcel Energy | 85 | 13781 | IOU | OID2806260 | 3.42 | Solar |  |  | Interconnected | Collegeville | Protected Data | Protected Data | Protected Data | Commercial | n/a | 2008 | 2009 | n/a
Xcel Energy | 85 | 13781 | IOU | OID2806263 | 6.6 | Solar |  |  | Interconnected | Minneapolis | Protected Data | Protected Data | Protected Data | Commercial | n/a | 2008 | 2008 | n/a
Xcel Energy | 85 | 13781 | IOU | OID2806265 | 3000 | Natural Gas |  |  | Interconnected | Minneapolis | Protected Data | Protected Data | Protected Data | Commercial | n/a | 2008 | 2012 | n/a
Xcel Energy | 85 | 13781 | IOU | OID2806266 | 1.9 | Solar |  |  | Interconnected | Minneapolis | Protected Data | Protected Data | Protected Data | Commercial | n/a | 2008 | 2014 | n/a
Xcel Energy | 85 | 13781 | IOU | OID2806267 | 2.3 | Solar |  |  | Interconnected | Saint Paul | Protected Data | Protected Data | Protected Data | Residential | n/a | 2008 | 2008 | n/a
Xcel Energy | 85 | 13781 | IOU | OID2806268 | 1.6 | Solar |  |  | Interconnected | Minneapolis | Protected Data | Protected Data | Protected Data | Residential | n/a | 2008 | 2008 | n/a
Xcel Energy | 85 | 13781 | IOU | OID2806269 | 3.2 | Solar |  |  | Interconnected | Minneapolis | Protected Data | Protected Data | Protected Data | Residential | n/a | 2011 | 2011 | n/a
Xcel Energy | 85 | 13781 | IOU | OID2806270 | 18.72 | Solar |  |  | Interconnected | Plymouth | Protected Data | Protected Data | Protected Data | Commercial | n/a | 2008 | 2009 | n/a
Xcel Energy | 85 | 13781 | IOU | OID2806271 | 75 | Wind |  |  | Interconnected | Avon | Protected Data | Protected Data | Protected Data | Commercial | n/a | 2008 | 2009 | n/a
Xcel Energy | 85 | 13781 | IOU | OID2806273 | 5000 | Biomass |  |  | Interconnected | Saint Paul | Protected Data | Protected Data | Protected Data | Commercial | n/a | 2003 | 2003 | n/a
Xcel Energy | 85 | 13781 | IOU | OID2806274 | 9.84 | Solar |  |  | Interconnected | Edina | Protected Data | Protected Data | Protected Data | Commercial | n/a | 2008 | 2009 | n/a
Xcel Energy | 85 | 13781 | IOU | OID2806278 | 3.2 | Solar |  |  | Interconnected | Saint Paul | Protected Data | Protected Data | Protected Data | Residential | n/a | 2009 | 2009 | n/a
Xcel Energy | 85 | 13781 | IOU | OID2806280 | 12 | Solar |  |  | Interconnected | Maplewood | Protected Data | Protected Data | Protected Data | Residential | n/a | 2009 | 2009 | n/a
Xcel Energy | 85 | 13781 | IOU | OID2806281 | 2000 | Wind |  |  | Interconnected | Minnetonka | Protected Data | Protected Data | Protected Data | Commercial | RDF Grant | 2009 | 2009 | n/a
Xcel Energy | 85 | 13781 | IOU | OID2806282 | 2.925 | Solar |  |  | Interconnected | Wayzata | Protected Data | Protected Data | Protected Data | Residential | n/a | 2008 | 2009 | n/a
Xcel Energy | 85 | 13781 | IOU | OID2806283 | 4 | Solar |  |  | Interconnected | Inver Grove Heights | Protected Data | Protected Data | Protected Data | Residential | n/a | 2009 | 2009 | n/a
Xcel Energy | 85 | 13781 | IOU | OID2806285 | 2.7 | Solar |  |  | Interconnected | Excelsior | Protected Data | Protected Data | Protected Data | Residential | n/a | 2009 | 2009 | n/a
Xcel Energy | 85 | 13781 | IOU | OID2806288 | 36.8 | Solar |  |  | Interconnected | Saint Paul | Protected Data | Protected Data | Protected Data | Commercial | n/a | 2009 | 2009 | n/a
Xcel Energy | 85 | 13781 | IOU | OID2806290 | 1.32 | Solar |  |  | Interconnected | Eden Prairie | Protected Data | Protected Data | Protected Data | Residential | n/a | 2009 | 2009 | n/a
Xcel Energy | 85 | 13781 | IOU | OID2806291 | 1.728 | Solar |  |  | Interconnected | Stillwater | Protected Data | Protected Data | Protected Data | Residential | n/a | 2009 | 2009 | n/a
Xcel Energy | 85 | 13781 | IOU | OID2806292 | 4.37 | Solar |  |  | Interconnected | Saint Louis Park | Protected Data | Protected Data | Protected Data | Residential | n/a | 2009 | 2009 | n/a
Xcel Energy | 85 | 13781 | IOU | OID2806293 | 0.8 | Solar |  |  | Interconnected | Saint Cloud | Protected Data | Protected Data | Protected Data | Residential | n/a | 2009 | 2010 | n/a
Xcel Energy | 85 | 13781 | IOU | OID2806294 | 400 | Solar |  |  | Interconnected | Collegeville | Protected Data | Protected Data | Protected Data | Commercial | RDF Grant | 2009 | 2010 | n/a
Xcel Energy | 85 | 13781 | IOU | OID2806295 | 33 | Wind |  |  | Interconnected | Lake City | Protected Data | Protected Data | Protected Data |  | n/a | 2009 | 2009 | n/a
Xcel Energy | 85 | 13781 | IOU | OID2806296 | 20 | Wind |  |  | Interconnected | Glencoe | Protected Data | Protected Data | Protected Data | Commercial | n/a | 2009 | 2009 | n/a
Xcel Energy | 85 | 13781 | IOU | OID2806297 | 20 | Wind |  |  | Interconnected | Glencoe | Protected Data | Protected Data | Protected Data | Commercial | n/a | 2009 | 2009 | n/a
Xcel Energy | 85 | 13781 | IOU | OID2806298 | 3 | Solar |  |  | Interconnected | Northfield | Protected Data | Protected Data | Protected Data | Commercial | n/a | 2009 | 2009 | n/a
Xcel Energy | 85 | 13781 | IOU | OID2806300 | 3.52 | Solar |  |  | Interconnected | Scandia | Protected Data | Protected Data | Protected Data | Residential | n/a | 2009 | 2009 | n/a
Xcel Energy | 85 | 13781 | IOU | OID2806301 | 5.1 | Solar |  |  | Interconnected | Woodbury | Protected Data | Protected Data | Protected Data | Residential | n/a | 2009 | 2009 | n/a
Xcel Energy | 85 | 13781 | IOU | OID2806302 | 4 | Solar |  |  | Interconnected | Hammond | Protected Data | Protected Data | Protected Data | Residential | n/a | 2009 | 2009 | n/a
Xcel Energy | 85 | 13781 | IOU | OID2806303 | 750 | Wind |  |  | Interconnected | Woodstock | Protected Data | Protected Data | Protected Data | Commercial | n/a | 2009 | 2010 | n/a
Xcel Energy | 85 | 13781 | IOU | OID2806305 | 5 | Wind |  |  | Interconnected | Saint Martin | Protected Data | Protected Data | Protected Data | Residential | n/a | 2009 | 2010 | n/a
Xcel Energy | 85 | 13781 | IOU | OID2806306 | 1.2 | Wind |  |  | Interconnected | Eden Prairie | Protected Data | Protected Data | Protected Data | Commercial | n/a | 2009 | 2009 | n/a
Xcel Energy | 85 | 13781 | IOU | OID2806307 | 3.4 | Wind |  |  | Interconnected | Eden Prairie | Protected Data | Protected Data | Protected Data | Commercial | n/a | 2009 | 2009 | n/a
Xcel Energy | 85 | 13781 | IOU | OID2806308 | 2.28 | Solar |  |  | Interconnected | Bloomington | Protected Data | Protected Data | Protected Data | Residential | n/a | 2009 | 2009 | n/a
Xcel Energy | 85 | 13781 | IOU | OID2806309 | 150 | Natural Gas |  |  | Interconnected | Winona | Protected Data | Protected Data | Protected Data | Commercial | n/a | 2009 | 2009 | n/a
Xcel Energy | 85 | 13781 | IOU | OID2806311 | 3.5 | Wind |  |  | Interconnected | Afton | Protected Data | Protected Data | Protected Data | Residential | n/a | 2009 | 2009 | n/a
Xcel Energy | 85 | 13781 | IOU | OID2806312 | 7.2 | Wind |  |  | Interconnected | Winsted | Protected Data | Protected Data | Protected Data | Residential | n/a | 2009 | 2009 | n/a
Xcel Energy | 85 | 13781 | IOU | OID2806313 | 3.24 | Solar |  |  | Interconnected | Minneapolis | Protected Data | Protected Data | Protected Data | Residential | n/a | 2009 | 2009 | n/a
Xcel Energy | 85 | 13781 | IOU | OID2806314 | 2.1 | Solar |  |  | Interconnected | Bloomington | Protected Data | Protected Data | Protected Data | Residential | n/a | 2009 | 2009 | n/a
Xcel Energy | 85 | 13781 | IOU | OID2806315 | 6 | Solar |  |  | Interconnected | Minneapolis | Protected Data | Protected Data | Protected Data | Residential | n/a | 2009 | 2009 | n/a
Xcel Energy | 85 | 13781 | IOU | OID2806316 | 4.5 | Solar |  |  | Interconnected | Bloomington | Protected Data | Protected Data | Protected Data | Commercial | n/a | 2009 | 2010 | n/a
Xcel Energy | 85 | 13781 | IOU | OID2806318 | 1.9 | Wind |  |  | Interconnected | Clements | Protected Data | Protected Data | Protected Data | Commercial | n/a | 2008 | 2009 | n/a
Xcel Energy | 85 | 13781 | IOU | OID2806319 | 1500 | Wind |  |  | Interconnected | Ihlen | Protected Data | Protected Data | Protected Data | Commercial | n/a | 1998 | 1998 | n/a
Xcel Energy | 85 | 13781 | IOU | OID2806320 | 1650 | Wind |  |  | Interconnected | Northfield | Protected Data | Protected Data | Protected Data | Commercial | n/a | 2003 | 2004 | n/a
Xcel Energy | 85 | 13781 | IOU | OID2806321 | 400 | Wind |  |  | Interconnected | Silver Lake | Protected Data | Protected Data | Protected Data | Residential | n/a | 1995 | 2008 | n/a
Xcel Energy | 85 | 13781 | IOU | OID2806322 | 3.5 | Wind |  |  | Interconnected | Stillwater | Protected Data | Protected Data | Protected Data | Residential | n/a | 2009 | 2009 | n/a
Xcel Energy | 85 | 13781 | IOU | OID2806323 | 12 | Wind |  |  | Interconnected | Faribault | Protected Data | Protected Data | Protected Data | Residential | n/a | 2006 | 2009 | n/a
Xcel Energy | 85 | 13781 | IOU | OID2806325 | 0.99 | Solar |  |  | Interconnected | Pine Island | Protected Data | Protected Data | Protected Data | Residential | n/a | 2008 | 2008 | n/a
Xcel Energy | 85 | 13781 | IOU | OID2806327 | 10 | Solar |  |  | Interconnected | Mazeppa | Protected Data | Protected Data | Protected Data | Residential | n/a | 2009 | 2009 | n/a
Xcel Energy | 85 | 13781 | IOU | OID2806329 | 1.8 | Solar |  |  | Interconnected | Pine Island | Protected Data | Protected Data | Protected Data | Residential | n/a | 2008 | 2008 | n/a
Xcel Energy | 85 | 13781 | IOU | OID2806330 | 39.98 | Wind |  |  | Interconnected | Waseca | Protected Data | Protected Data | Protected Data | Residential | n/a | 2002 | 2002 | n/a
Xcel Energy | 85 | 13781 | IOU | OID2806331 | 30 | Wind |  |  | Interconnected | Gibbon | Protected Data | Protected Data | Protected Data | Commercial | n/a | 2002 | 2002 | n/a
Xcel Energy | 85 | 13781 | IOU | OID2806332 | 4.4 | Solar |  |  | Interconnected | Minneapolis | Protected Data | Protected Data | Protected Data | Residential | n/a | 2009 | 2009 | n/a
Xcel Energy | 85 | 13781 | IOU | OID2806333 | 3 | Solar |  |  | Interconnected | Edina | Protected Data | Protected Data | Protected Data | Residential | n/a | 2009 | 2009 | n/a
Xcel Energy | 85 | 13781 | IOU | OID2806343 | 4.5 | Solar |  |  | Interconnected | Shorewood | Protected Data | Protected Data | Protected Data | Residential | n/a | 2009 | 2009 | n/a
Xcel Energy | 85 | 13781 | IOU | OID2806344 | 2.6 | Solar |  |  | Interconnected | Winona | Protected Data | Protected Data | Protected Data | Commercial | n/a | 2009 | 2009 | n/a
Xcel Energy | 85 | 13781 | IOU | OID2806349 | 2000 | Natural Gas |  |  | Interconnected | Mankato | Protected Data | Protected Data | Protected Data | Commercial | n/a | 2005 | 2005 | n/a
Xcel Energy | 85 | 13781 | IOU | OID2806350 | 2000 | Natural Gas |  |  | Interconnected | Mankato | Protected Data | Protected Data | Protected Data | Commercial | n/a | 2005 | 2005 | n/a
Xcel Energy | 85 | 13781 | IOU | OID2806351 | 2000 | Natural Gas |  |  | Interconnected | Mankato | Protected Data | Protected Data | Protected Data | Commercial | n/a | 2005 | 2005 | n/a
Xcel Energy | 85 | 13781 | IOU | OID2806352 | 2000 | Natural Gas |  |  | Interconnected | Mankato | Protected Data | Protected Data | Protected Data | Commercial | n/a | 2006 | 2007 | n/a
Xcel Energy | 85 | 13781 | IOU | OID2806353 | 2000 | Natural Gas |  |  | Interconnected | Mankato | Protected Data | Protected Data | Protected Data | Commercial | n/a | 2006 | 2007 | n/a
Xcel Energy | 85 | 13781 | IOU | OID2806359 | 1000 | Natural Gas |  |  | Interconnected | Mankato | Protected Data | Protected Data | Protected Data | Commercial | n/a | 2006 | 2006 | n/a
Xcel Energy | 85 | 13781 | IOU | OID2806360 | 4 | Solar |  |  | Interconnected | Bloomington | Protected Data | Protected Data | Protected Data | Residential | n/a | 2009 | 2009 | n/a
Xcel Energy | 85 | 13781 | IOU | OID2806361 | 20 | Wind |  |  | Interconnected | Waterville | Protected Data | Protected Data | Protected Data | Commercial | n/a | 2009 | 2010 | n/a
Xcel Energy | 85 | 13781 | IOU | OID2806362 | 4 | Solar |  |  | Interconnected | Scandia | Protected Data | Protected Data | Protected Data | Residential | n/a | 2009 | 2010 | n/a
Xcel Energy | 85 | 13781 | IOU | OID2806368 | 2.9 | Solar |  |  | Interconnected | Saint Paul | Protected Data | Protected Data | Protected Data | Residential | n/a | 2009 | 2009 | n/a
Xcel Energy | 85 | 13781 | IOU | OID2806370 | 1.2 | Solar |  |  | Interconnected | Winona | Protected Data | Protected Data | Protected Data | Residential | n/a | 2009 | 2010 | n/a
Xcel Energy | 85 | 13781 | IOU | OID2806371 | 2.08 | Solar |  |  | Interconnected | Winona | Protected Data | Protected Data | Protected Data | Residential | n/a | 2009 | 2009 | n/a
Xcel Energy | 85 | 13781 | IOU | OID2806373 | 7.2 | Solar |  |  | Interconnected | Plymouth | Protected Data | Protected Data | Protected Data | Residential | n/a | 2009 | 2009 | n/a
Xcel Energy | 85 | 13781 | IOU | OID2806374 | 0.78 | Solar |  |  | Interconnected | Saint Paul | Protected Data | Protected Data | Protected Data | Commercial | n/a | 2009 | 2009 | n/a
Xcel Energy | 85 | 13781 | IOU | OID2806375 | 3 | Solar |  |  | Interconnected | Mankato | Protected Data | Protected Data | Protected Data | Commercial | n/a | 2009 | 2009 | n/a
Xcel Energy | 85 | 13781 | IOU | OID2806376 | 2.7 | Solar |  |  | Interconnected | Saint Paul | Protected Data | Protected Data | Protected Data | Residential | n/a | 2009 | 2009 | n/a
Xcel Energy | 85 | 13781 | IOU | OID2806378 | 1.57 | Solar |  |  | Interconnected | Northfield | Protected Data | Protected Data | Protected Data | Residential | n/a | 2009 | 2009 | n/a
Xcel Energy | 85 | 13781 | IOU | OID2806379 | 5.6 | Solar |  |  | Interconnected | Edina | Protected Data | Protected Data | Protected Data | Residential | n/a | 2009 | 2009 | n/a
Xcel Energy | 85 | 13781 | IOU | OID2806381 | 4800 | Biomass |  |  | Interconnected | Burnsville | Protected Data | Protected Data | Protected Data | Commercial | n/a | 2009 | 2010 | n/a
Xcel Energy | 85 | 13781 | IOU | OID2806382 | 2.4 | Wind |  |  | Interconnected | Lake City | Protected Data | Protected Data | Protected Data | Residential | n/a | 2009 | 2009 | n/a
Xcel Energy | 85 | 13781 | IOU | OID2806386 | 3.78 | Solar |  |  | Interconnected | Minneapolis | Protected Data | Protected Data | Protected Data | Residential | n/a | 2009 | 2009 | n/a
Xcel Energy | 85 | 13781 | IOU | OID2806388 | 0.92 | Solar |  |  | Interconnected | Stillwater | Protected Data | Protected Data | Protected Data | Residential | n/a | 2009 | 2009 | n/a
Xcel Energy | 85 | 13781 | IOU | OID2806392 | 10 | Solar |  |  | Interconnected | Saint Paul | Protected Data | Protected Data | Protected Data | Commercial | n/a | 2009 | 2010 | n/a
Xcel Energy | 85 | 13781 | IOU | OID2806393 | 2 | Solar |  |  | Interconnected | Saint Paul | Protected Data | Protected Data | Protected Data | Commercial | n/a | 2009 | 2010 | n/a
Xcel Energy | 85 | 13781 | IOU | OID2806394 | 6 | Solar |  |  | Interconnected | Afton | Protected Data | Protected Data | Protected Data | Residential | n/a | 2009 | 2009 | n/a
Xcel Energy | 85 | 13781 | IOU | OID2806395 | 20 | Wind |  |  | Interconnected | Norwood Young America | Protected Data | Protected Data | Protected Data | Residential | n/a | 2009 | 2010 | n/a
Xcel Energy | 85 | 13781 | IOU | OID2806397 | 2.7 | Solar |  |  | Interconnected | Bloomington | Protected Data | Protected Data | Protected Data | Residential | n/a | 2009 | 2010 | n/a
Xcel Energy | 85 | 13781 | IOU | OID2806398 | 20 | Wind |  |  | Interconnected | Howard Lake | Protected Data | Protected Data | Protected Data | Residential | n/a | 2010 | 2010 | n/a
Xcel Energy | 85 | 13781 | IOU | OID2806400 | 4.7 | Solar |  |  | Interconnected | Minneapolis | Protected Data | Protected Data | Protected Data | Commercial | n/a | 2010 | 2010 | n/a
Xcel Energy | 85 | 13781 | IOU | OID2806405 | 0.5 | Solar |  |  | Interconnected | New Brighton | Protected Data | Protected Data | Protected Data | Residential | n/a | 2010 | 2010 | n/a
Xcel Energy | 85 | 13781 | IOU | OID2806406 | 0.5 | Solar |  |  | Interconnected | Lake Elmo | Protected Data | Protected Data | Protected Data | Residential | n/a | 2011 | 2011 | n/a
Xcel Energy | 85 | 13781 | IOU | OID2806407 | 0.8 | Wind |  |  | Interconnected | Pine Island | Protected Data | Protected Data | Protected Data | Residential | n/a | 2010 | 2010 | n/a
Xcel Energy | 85 | 13781 | IOU | OID2806410 | 2.5 | Solar |  |  | Interconnected | Oakdale | Protected Data | Protected Data | Protected Data | Residential | n/a | 2010 | 2010 | n/a
Xcel Energy | 85 | 13781 | IOU | OID2806411 | 598 | Solar |  |  | Interconnected | Minneapolis | Protected Data | Protected Data | Protected Data | Commercial | n/a | 2010 | 2010 | n/a
Xcel Energy | 85 | 13781 | IOU | OID2806412 | 2.37 | Solar |  |  | Interconnected | Pine Island | Protected Data | Protected Data | Protected Data | Residential | n/a | 2010 | 2010 | n/a
Xcel Energy | 85 | 13781 | IOU | OID2806416 | 6 | Solar |  |  | Interconnected | Eden Prairie | Protected Data | Protected Data | Protected Data | Residential | n/a | 2010 | 2010 | n/a
Xcel Energy | 85 | 13781 | IOU | OID2806417 | 32.2 | Solar |  |  | Interconnected | Minneapolis | Protected Data | Protected Data | Protected Data | Commercial | n/a | 2010 | 2013 | n/a
Xcel Energy | 85 | 13781 | IOU | OID2806418 | 1.14 | Solar |  |  | Interconnected | Eden Valley | Protected Data | Protected Data | Protected Data | Commercial | n/a | 2010 | 2010 | n/a
Xcel Energy | 85 | 13781 | IOU | OID2806419 | 39 | Solar |  |  | Interconnected | Minneapolis | Protected Data | Protected Data | Protected Data | Commercial | n/a | 2010 | 2010 | n/a
Xcel Energy | 85 | 13781 | IOU | OID2806420 | 2500 | Wind |  |  | Interconnected | Rosemount | Protected Data | Protected Data | Protected Data | Commercial | n/a | 2010 | 2011 | n/a
Xcel Energy | 85 | 13781 | IOU | OID2806421 | 600 | Natural Gas |  |  | Interconnected | Bloomington | Protected Data | Protected Data | Protected Data | Commercial | n/a | 2010 | 2014 | n/a
Xcel Energy | 85 | 13781 | IOU | OID2806422 | 11.955 | Solar |  |  | Interconnected | Minneapolis | Protected Data | Protected Data | Protected Data | Commercial | n/a | 2010 | 2010 | n/a
Xcel Energy | 85 | 13781 | IOU | OID2806424 | 6.9 | Solar |  |  | Interconnected | Roseville | Protected Data | Protected Data | Protected Data | Residential | n/a | 2010 | 2014 | n/a
Xcel Energy | 85 | 13781 | IOU | OID2806425 | 39 | Wind |  |  | Interconnected | Goodhue | Protected Data | Protected Data | Protected Data | Residential | n/a | 2010 | 2010 | n/a
Xcel Energy | 85 | 13781 | IOU | OID2806426 | 2.76 | Solar |  |  | Interconnected | Minneapolis | Protected Data | Protected Data | Protected Data | Residential | n/a | 2010 | 2010 | n/a
Xcel Energy | 85 | 13781 | IOU | OID2806427 | 2.4 | Wind |  |  | Interconnected | Ihlen | Protected Data | Protected Data | Protected Data | Residential | n/a | 2010 | 2010 | n/a
Xcel Energy | 85 | 13781 | IOU | OID2806428 | 4.14 | Solar |  |  | Interconnected | Saint Paul | Protected Data | Protected Data | Protected Data | Residential | n/a | 2010 | 2010 | n/a
Xcel Energy | 85 | 13781 | IOU | OID2806431 | 2.07 | Solar |  |  | Interconnected | Minneapolis | Protected Data | Protected Data | Protected Data | Residential | n/a | 2010 | 2010 | n/a
Xcel Energy | 85 | 13781 | IOU | OID2806432 | 2.76 | Solar |  |  | Interconnected | Minneapolis | Protected Data | Protected Data | Protected Data | Residential | n/a | 2010 | 2010 | n/a
Xcel Energy | 85 | 13781 | IOU | OID2806433 | 4.14 | Solar |  |  | Interconnected | Maple Grove | Protected Data | Protected Data | Protected Data | Residential | n/a | 2010 | 2010 | n/a
Xcel Energy | 85 | 13781 | IOU | OID2806434 | 4.6 | Solar |  |  | Interconnected | Waconia | Protected Data | Protected Data | Protected Data | Residential | n/a | 2010 | 2010 | n/a
Xcel Energy | 85 | 13781 | IOU | OID2806435 | 39.79 | Solar |  |  | Interconnected | Minneapolis | Protected Data | Protected Data | Protected Data | Commercial | n/a | 2010 | 2011 | n/a
Xcel Energy | 85 | 13781 | IOU | OID2806436 | 4.14 | Solar |  |  | Interconnected | Saint Louis Park | Protected Data | Protected Data | Protected Data | Residential | n/a | 2010 | 2010 | n/a
Xcel Energy | 85 | 13781 | IOU | OID2806438 | 40 | Wind |  |  | Interconnected | Stewart | Protected Data | Protected Data | Protected Data | Residential | n/a | 2010 | 2010 | n/a
Xcel Energy | 85 | 13781 | IOU | OID2806439 | 18 | Solar |  |  | Interconnected | Afton | Protected Data | Protected Data | Protected Data | Residential | n/a | 2010 | 2010 | n/a
Xcel Energy | 85 | 13781 | IOU | OID2806440 | 15 | Solar |  |  | Interconnected | Hastings | Protected Data | Protected Data | Protected Data | Commercial | n/a | 2010 | 2010 | n/a
Xcel Energy | 85 | 13781 | IOU | OID2806441 | 16.1 | Solar |  |  | Interconnected | Watson | Protected Data | Protected Data | Protected Data | Commercial | n/a | 2010 | 2010 | n/a
Xcel Energy | 85 | 13781 | IOU | OID2806442 | 38 | Solar |  |  | Interconnected | Marine On Saint Croix | Protected Data | Protected Data | Protected Data | Commercial | n/a | 2010 | 2010 | n/a
Xcel Energy | 85 | 13781 | IOU | OID2806443 | 13.8 | Solar |  |  | Interconnected | Currie | Protected Data | Protected Data | Protected Data | Commercial | n/a | 2010 | 2010 | n/a
Xcel Energy | 85 | 13781 | IOU | OID2806444 | 0.98 | Solar |  |  | Interconnected | Minneapolis | Protected Data | Protected Data | Protected Data | Residential | n/a | 2010 | 2010 | n/a
Xcel Energy | 85 | 13781 | IOU | OID2806445 | 3.45 | Solar |  |  | Interconnected | Minneapolis | Protected Data | Protected Data | Protected Data |  | n/a | 2010 | 2010 | n/a
Xcel Energy | 85 | 13781 | IOU | OID2806447 | 6 | Wind |  |  | Interconnected | Hugo | Protected Data | Protected Data | Protected Data | Residential | n/a | 2010 | 2010 | n/a
Xcel Energy | 85 | 13781 | IOU | OID2806448 | 39.83 | Solar |  |  | Interconnected | Roseville | Protected Data | Protected Data | Protected Data | Commercial | n/a | 2010 | 2010 | n/a
Xcel Energy | 85 | 13781 | IOU | OID2806451 | 2.3 | Solar |  |  | Interconnected | Minneapolis | Protected Data | Protected Data | Protected Data | Residential | n/a | 2010 | 2010 | n/a
Xcel Energy | 85 | 13781 | IOU | OID2806452 | 39.98 | Solar |  |  | Interconnected | Oakdale | Protected Data | Protected Data | Protected Data | Commercial | n/a | 2010 | 2010 | n/a
Xcel Energy | 85 | 13781 | IOU | OID2806453 | 7.68 | Solar |  |  | Interconnected | Avon | Protected Data | Protected Data | Protected Data | Residential | n/a | 2010 | 2010 | n/a
Xcel Energy | 85 | 13781 | IOU | OID2806456 | 600 | Solar |  |  | Interconnected | Minneapolis | Protected Data | Protected Data | Protected Data | Commercial | RDF Grant | 2010 | 2010 | n/a
Xcel Energy | 85 | 13781 | IOU | OID2806459 | 500 | Wind |  |  | Interconnected | Saint Cloud | Protected Data | Protected Data | Protected Data | Commercial | n/a | 2011 | 2011 | n/a
Xcel Energy | 85 | 13781 | IOU | OID2806460 | 1.5 | Wind |  |  | Interconnected | Mound | Protected Data | Protected Data | Protected Data | Residential | n/a | 2012 | 2013 | n/a
Xcel Energy | 85 | 13781 | IOU | OID2806462 | 1.5 | Wind |  |  | Interconnected | Saint Paul | Protected Data | Protected Data | Protected Data | Commercial | n/a | 2011 | 2011 | n/a
Xcel Energy | 85 | 13781 | IOU | OID2806463 | 1.5 | Wind |  |  | Interconnected | Saint Paul | Protected Data | Protected Data | Protected Data | Commercial | n/a | 2011 | 2011 | n/a
Xcel Energy | 85 | 13781 | IOU | OID2806464 | 1.5 | Wind |  |  | Interconnected | Saint Paul | Protected Data | Protected Data | Protected Data | Commercial | n/a | 2011 | 2011 | n/a
Xcel Energy | 85 | 13781 | IOU | OID2806465 | 3 | Wind |  |  | Interconnected | Saint Paul | Protected Data | Protected Data | Protected Data | Commercial | n/a | 2011 | 2011 | n/a
Xcel Energy | 85 | 13781 | IOU | OID2806468 | 2 | Solar |  |  | Interconnected | Minneapolis | Protected Data | Protected Data | Protected Data | Residential | n/a | 2011 | 2011 | n/a
Xcel Energy | 85 | 13781 | IOU | OID2806469 | 10 | Wind |  |  | Interconnected | Mahtomedi | Protected Data | Protected Data | Protected Data | Commercial | n/a | 2011 | 2011 | n/a
Xcel Energy | 85 | 13781 | IOU | OID2806477 | 10 | Solar |  |  | Interconnected | Hopkins | Protected Data | Protected Data | Protected Data | Commercial | n/a | 2011 | 2011 | n/a
Xcel Energy | 85 | 13781 | IOU | OID2806479 | 20 | Wind |  |  | Interconnected | Afton | Protected Data | Protected Data | Protected Data | Residential | n/a | 2010 | 2010 | n/a
Xcel Energy | 85 | 13781 | IOU | OID2806486 | 1.68 | Wind |  |  | Interconnected | Northfield | Protected Data | Protected Data | Protected Data |  | n/a | 2011 | 2011 | n/a
Xcel Energy | 85 | 13781 | IOU | OID2806487 | 80 | Natural Gas |  |  | Interconnected | Eden Prairie | Protected Data | Protected Data | Protected Data |  | n/a | 2011 | 2011 | n/a
Xcel Energy | 85 | 13781 | IOU | OID2806492 | 8 | Natural Gas |  |  | Interconnected | Edina | Protected Data | Protected Data | Protected Data | Residential | n/a | 2011 | 2011 | n/a
Xcel Energy | 85 | 13781 | IOU | OID2806493 | 2 | Solar |  |  | Interconnected | Saint Paul | Protected Data | Protected Data | Protected Data | Residential | n/a | 2011 | 2011 | n/a
Xcel Energy | 85 | 13781 | IOU | OID2806494 | 180 | Natural Gas |  |  | Interconnected | Pipestone | Protected Data | Protected Data | Protected Data | Commercial | n/a | 2011 | 2011 | n/a
Xcel Energy | 85 | 13781 | IOU | OID2806495 | 10 | Wind |  |  | Interconnected | Melrose | Protected Data | Protected Data | Protected Data | Residential | n/a | 2011 | 2011 | n/a
Xcel Energy | 85 | 13781 | IOU | OID2806500 | 9.9 | Solar |  |  | Interconnected | Marine On Saint Croix | Protected Data | Protected Data | Protected Data | Commercial | n/a | 2011 | 2011 | n/a
Xcel Energy | 85 | 13781 | IOU | OID2806501 | 300 | Natural Gas |  |  | Interconnected | Minneapolis | Protected Data | Protected Data | Protected Data | Commercial | n/a | 2011 | 2011 | n/a
Xcel Energy | 85 | 13781 | IOU | OID2806504 | 7.2 | Solar |  |  | Interconnected | Nerstrand | Protected Data | Protected Data | Protected Data | Commercial | n/a | 2011 | 2013 | n/a
Xcel Energy | 85 | 13781 | IOU | OID2806505 | 102 | Natural Gas |  |  | Interconnected | Minneapolis | Protected Data | Protected Data | Protected Data | Commercial | n/a | 2011 | 2011 | n/a
Xcel Energy | 85 | 13781 | IOU | OID2806506 | 72 | Solar |  |  | Interconnected | Saint Paul | Protected Data | Protected Data | Protected Data | Commercial | n/a | 2011 | 2012 | n/a
Xcel Energy | 85 | 13781 | IOU | OID2806508 | 3.6 | Solar |  |  | Interconnected | Minneiska | Protected Data | Protected Data | Protected Data | Residential | n/a | 2012 | 2012 | n/a
Xcel Energy | 85 | 13781 | IOU | OID2806509 | 500 | Solar |  |  | Interconnected | Bloomington | Protected Data | Protected Data | Protected Data | Commercial | n/a | 2012 | 2012 | n/a
Xcel Energy | 85 | 13781 | IOU | OID2806510 | 500 | Solar |  |  | Interconnected | Bloomington | Protected Data | Protected Data | Protected Data | Commercial | n/a | 2012 | 2012 | n/a
Xcel Energy | 85 | 13781 | IOU | OID2806511 | 2.4 | Solar |  |  | Interconnected | Minneapolis | Protected Data | Protected Data | Protected Data | Residential | n/a | 2003 | 2005 | n/a
Xcel Energy | 85 | 13781 | IOU | OID2806515 | 5 | Solar |  |  | Interconnected | Edina | Protected Data | Protected Data | Protected Data | Residential | n/a | 2012 | 2012 | n/a
Xcel Energy | 85 | 13781 | IOU | OID2806516 | 90 | Solar |  |  | Interconnected | Minneapolis | Protected Data | Protected Data | Protected Data | Commercial | n/a | 2012 | 2013 | n/a
Xcel Energy | 85 | 13781 | IOU | OID2806525 | 1.52 | Solar |  |  | Interconnected | Saint Cloud | Protected Data | Protected Data | Protected Data | Residential | n/a | 2012 | 2012 | n/a
Xcel Energy | 85 | 13781 | IOU | OID2806527 | 1.68 | Solar |  |  | Interconnected | Chisago City | Protected Data | Protected Data | Protected Data | Commercial | n/a | 2012 | 2012 | n/a
Xcel Energy | 85 | 13781 | IOU | OID2806530 | 19.74 | Solar |  |  | Interconnected | Eagle Lake | Protected Data | Protected Data | Protected Data | Commercial | n/a | 2012 | 2012 | n/a
Xcel Energy | 85 | 13781 | IOU | OID2806536 | 2.115 | Solar |  |  | Interconnected | Saint Paul | Protected Data | Protected Data | Protected Data | Residential | n/a | 2012 | 2012 | n/a
Xcel Energy | 85 | 13781 | IOU | OID2806537 | 1.29 | Solar |  |  | Interconnected | Minnetonka | Protected Data | Protected Data | Protected Data | Residential | n/a | 2012 | 2012 | n/a
Xcel Energy | 85 | 13781 | IOU | OID2806539 | 14.1 | Solar |  |  | Interconnected | Waseca | Protected Data | Protected Data | Protected Data | Residential | n/a | 2012 | 2012 | n/a
Xcel Energy | 85 | 13781 | IOU | OID2806540 | 5 | Natural Gas |  |  | Interconnected | Monticello | Protected Data | Protected Data | Protected Data | Residential | n/a | 2012 | 2012 | n/a
Xcel Energy | 85 | 13781 | IOU | OID2806544 | 250 | Natural Gas |  |  | Interconnected | Morton | Protected Data | Protected Data | Protected Data | Commercial | n/a | 2012 | 2012 | n/a
Xcel Energy | 85 | 13781 | IOU | OID2806546 | 3.44 | Solar |  |  | Interconnected | Saint Paul | Protected Data | Protected Data | Protected Data | Residential | n/a | 2012 | 2013 | n/a
Xcel Energy | 85 | 13781 | IOU | OID2806547 | 7.31 | Solar |  |  | Interconnected | Lake Elmo | Protected Data | Protected Data | Protected Data | Residential | n/a | 2012 | 2012 | n/a
Xcel Energy | 85 | 13781 | IOU | OID2806549 | 7.3 | Solar |  |  | Interconnected | Minneapolis | Protected Data | Protected Data | Protected Data | Residential | n/a | 2012 | 2012 | n/a
Xcel Energy | 85 | 13781 | IOU | OID2806550 | 10 | Solar |  |  | Interconnected | Center City | Protected Data | Protected Data | Protected Data | Commercial | n/a | 2012 | 2012 | n/a
Xcel Energy | 85 | 13781 | IOU | OID2806551 | 6.72 | Solar |  |  | Interconnected | Hastings | Protected Data | Protected Data | Protected Data | Commercial | n/a | 2012 | 2013 | n/a
Xcel Energy | 85 | 13781 | IOU | OID2806552 | 2.58 | Solar |  |  | Interconnected | Saint Paul | Protected Data | Protected Data | Protected Data | Residential | n/a | 2012 | 2012 | n/a
Xcel Energy | 85 | 13781 | IOU | OID2806554 | 2.16 | Solar |  |  | Interconnected | Red Wing | Protected Data | Protected Data | Protected Data | Residential | n/a | 2012 | 2012 | n/a
Xcel Energy | 85 | 13781 | IOU | OID2806555 | 12 | Solar |  |  | Interconnected | Eagle Lake | Protected Data | Protected Data | Protected Data | Residential | n/a | 2012 | 2013 | n/a
Xcel Energy | 85 | 13781 | IOU | OID2806556 | 12 | Solar |  |  | Interconnected | Waseca | Protected Data | Protected Data | Protected Data | Residential | n/a | 2012 | 2012 | n/a
Xcel Energy | 85 | 13781 | IOU | OID2806562 | 5 | Solar |  |  | Interconnected | Saint Cloud | Protected Data | Protected Data | Protected Data | Commercial | n/a | 2012 | 2013 | n/a
Xcel Energy | 85 | 13781 | IOU | OID2806563 | 13.25 | Solar |  |  | Interconnected | Minneapolis | Protected Data | Protected Data | Protected Data | Commercial | n/a | 2012 | 2012 | n/a
Xcel Energy | 85 | 13781 | IOU | OID2806564 | 1.4 | Solar |  |  | Interconnected | Mound | Protected Data | Protected Data | Protected Data | Residential | n/a | 2012 | 2013 | n/a
Xcel Energy | 85 | 13781 | IOU | OID2806565 | 1.7 | Solar |  |  | Interconnected | Saint Paul | Protected Data | Protected Data | Protected Data | Commercial | n/a | 2012 | 2013 | n/a
Xcel Energy | 85 | 13781 | IOU | OID2806572 | 2.2 | Solar |  |  | Interconnected | Inver Grove Heights | Protected Data | Protected Data | Protected Data | Residential | n/a | 2012 | 2012 | n/a
Xcel Energy | 85 | 13781 | IOU | OID2806573 | 200 | Solar |  |  | Interconnected | Lakeville | Protected Data | Protected Data | Protected Data | Commercial | n/a | 2012 | 2012 | n/a
Xcel Energy | 85 | 13781 | IOU | OID2806574 | 5.57 | Solar |  |  | Interconnected | Minneapolis | Protected Data | Protected Data | Protected Data | Residential | n/a | 2012 | 2012 | n/a
Xcel Energy | 85 | 13781 | IOU | OID2806576 | 5 | Solar |  |  | Interconnected | Saint Paul | Protected Data | Protected Data | Protected Data | Residential | n/a | 2012 | 2013 | n/a
Xcel Energy | 85 | 13781 | IOU | OID2806589 | 7.5 | Wind |  |  | Interconnected | Waseca | Protected Data | Protected Data | Protected Data | Residential | n/a | 2012 | 2012 | n/a
Xcel Energy | 85 | 13781 | IOU | OID2806590 | 8.17 | Solar |  |  | Interconnected | Minneapolis | Protected Data | Protected Data | Protected Data | Residential | n/a | 2012 | 2013 | n/a
Xcel Energy | 85 | 13781 | IOU | OID2806600 | 840 | Biogas |  |  | Interconnected | Maple Grove | Protected Data | Protected Data | Protected Data | Commercial | n/a | 2013 | 2013 | n/a
Xcel Energy | 85 | 13781 | IOU | OID2806601 | 244 | Biogas |  |  | Interconnected | Maple Grove | Protected Data | Protected Data | Protected Data | Commercial | n/a | 2013 | 2013 | n/a
Xcel Energy | 85 | 13781 | IOU | OID2806604 | 3.44 | Solar |  |  | Interconnected | Saint Paul | Protected Data | Protected Data | Protected Data | Residential | n/a | 2013 | 2013 | n/a
Xcel Energy | 85 | 13781 | IOU | OID2806605 | 3.7 | Solar |  |  | Interconnected | Tracy | Protected Data | Protected Data | Protected Data | Commercial | n/a | 2013 | 2013 | n/a
Xcel Energy | 85 | 13781 | IOU | OID2806606 | 5.565 | Solar |  |  | Interconnected | Minnetonka | Protected Data | Protected Data | Protected Data | Residential | n/a | 2013 | 2013 | n/a
Xcel Energy | 85 | 13781 | IOU | OID2806607 | 6 | Solar |  |  | Interconnected | Minneapolis | Protected Data | Protected Data | Protected Data | Residential | n/a | 2013 | 2013 | n/a
Xcel Energy | 85 | 13781 | IOU | OID2806608 | 468 | Biogas |  |  | Interconnected | Crystal | Protected Data | Protected Data | Protected Data | Commercial | n/a | 2013 | 2013 | n/a
Xcel Energy | 85 | 13781 | IOU | OID2806611 | 396 | Natural Gas |  |  | Interconnected | Morton | Protected Data | Protected Data | Protected Data | Commercial | n/a | 2013 | 2013 | n/a
Xcel Energy | 85 | 13781 | IOU | OID2806614 | 396 | Solar |  |  | Interconnected | Pine Island | Protected Data | Protected Data | Protected Data | Commercial | n/a | 2015 | 2016 | n/a
Xcel Energy | 85 | 13781 | IOU | OID2806620 | 1.72 | Solar |  |  | Interconnected | Winona | Protected Data | Protected Data | Protected Data | Residential | n/a | 2009 | 2009 | n/a
Xcel Energy | 85 | 13781 | IOU | OID2806622 | 121.8 | Natural Gas |  |  | Interconnected | Minneapolis | Protected Data | Protected Data | Protected Data |  | n/a | 2013 | 2013 | n/a
Xcel Energy | 85 | 13781 | IOU | OID2806623 | 5.04 | Solar |  |  | Interconnected | North Oaks | Protected Data | Protected Data | Protected Data | Residential | n/a | 2013 | 2013 | n/a
Xcel Energy | 85 | 13781 | IOU | OID2806624 | 5.1 | Solar |  |  | Interconnected | Belle Plaine | Protected Data | Protected Data | Protected Data | Residential | n/a | 2013 | 2013 | n/a
Xcel Energy | 85 | 13781 | IOU | OID2806628 | 3.25 | Solar |  |  | Interconnected | Minneapolis | Protected Data | Protected Data | Protected Data | Residential | n/a | 2013 | 2013 | n/a
Xcel Energy | 85 | 13781 | IOU | OID2806629 | 5.98 | Solar |  |  | Interconnected | Northfield | Protected Data | Protected Data | Protected Data | Residential | n/a | 2013 | 2013 | n/a
Xcel Energy | 85 | 13781 | IOU | OID2806630 | 2 | Solar |  |  | Interconnected | Saint Paul | Protected Data | Protected Data | Protected Data | Residential | n/a | 2013 | 2014 | n/a
Xcel Energy | 85 | 13781 | IOU | OID2806631 | 3.75 | Solar |  |  | Interconnected | Minneapolis | Protected Data | Protected Data | Protected Data | Residential | n/a | 2013 | 2013 | n/a
Xcel Energy | 85 | 13781 | IOU | OID2806632 | 6 | Solar |  |  | Interconnected | Lake Elmo | Protected Data | Protected Data | Protected Data | Residential | n/a | 2013 | 2013 | n/a
Xcel Energy | 85 | 13781 | IOU | OID2806633 | 4 | Solar |  |  | Interconnected | Hastings | Protected Data | Protected Data | Protected Data | Commercial | n/a | 2013 | 2013 | n/a
Xcel Energy | 85 | 13781 | IOU | OID2806634 | 6 | Natural Gas |  |  | Interconnected | Scandia | Protected Data | Protected Data | Protected Data | Residential | n/a | 2013 | 2013 | n/a
Xcel Energy | 85 | 13781 | IOU | OID2806635 | 3.6 | Solar |  |  | Interconnected | Scandia | Protected Data | Protected Data | Protected Data | Residential | n/a | 2013 | 2013 | n/a
Xcel Energy | 85 | 13781 | IOU | OID2806636 | 1 | Wind |  |  | Interconnected | Scandia | Protected Data | Protected Data | Protected Data | Residential | n/a | 2013 | 2013 | n/a
Xcel Energy | 85 | 13781 | IOU | OID2806637 | 4 | Solar |  |  | Interconnected | Saint Paul | Protected Data | Protected Data | Protected Data | Residential | n/a | 2014 | 2014 | n/a
Xcel Energy | 85 | 13781 | IOU | OID2806638 | 5.25 | Solar |  |  | Interconnected | La Crescent | Protected Data | Protected Data | Protected Data | Residential | n/a | 2014 | 2014 | n/a
Xcel Energy | 85 | 13781 | IOU | OID2806641 | 6.24 | Solar |  |  | Interconnected | Elko New Market | Protected Data | Protected Data | Protected Data | Residential | n/a | 2014 | 2014 | n/a
Xcel Energy | 85 | 13781 | IOU | OID2806642 | 712 | Solar |  |  | Interconnected | Mankato | Protected Data | Protected Data | Protected Data | Commercial | n/a | 2014 | 2015 | n/a
Xcel Energy | 85 | 13781 | IOU | OID2806643 | 3.1 | Solar |  |  | Interconnected | Minneapolis | Protected Data | Protected Data | Protected Data | Residential | n/a | 2014 | 2014 | n/a
Xcel Energy | 85 | 13781 | IOU | OID2806647 | 376 | Solar |  |  | Interconnected | Saint Paul | Protected Data | Protected Data | Protected Data | Commercial | RDF Grant | 2014 | 2016 | n/a
Xcel Energy | 85 | 13781 | IOU | OID2806648 | 40 | Biogas |  |  | Interconnected | Plymouth | Protected Data | Protected Data | Protected Data | Commercial | n/a | 2014 | 2015 | n/a
Xcel Energy | 85 | 13781 | IOU | OID2806651 | 20 | Biogas |  |  | Interconnected | Minneapolis | Protected Data | Protected Data | Protected Data | Commercial | n/a | 2014 | 2014 | n/a
Xcel Energy | 85 | 13781 | IOU | OID2806652 | 3.12 | Solar |  |  | Interconnected | Minneapolis | Protected Data | Protected Data | Protected Data | Residential | n/a | 2014 | 2014 | n/a
Xcel Energy | 85 | 13781 | IOU | OID2806674 | 85 | Biogas |  |  | Interconnected | Saint Cloud | Protected Data | Protected Data | Protected Data | Commercial | n/a | 2014 | 2014 | n/a
Xcel Energy | 85 | 13781 | IOU | OID2806690 | 2.7 | Solar |  |  | Interconnected | Minneapolis | Protected Data | Protected Data | Protected Data | Residential | n/a | 2014 | 2014 | n/a
Xcel Energy | 85 | 13781 | IOU | OID2806691 | 0.999 | Solar |  |  | Interconnected | Morton | Protected Data | Protected Data | Protected Data | Commercial | n/a | 2014 | 2014 | n/a
Xcel Energy | 85 | 13781 | IOU | OID2806692 | 6 | Solar |  |  | Interconnected | Mantorville | Protected Data | Protected Data | Protected Data | Residential | n/a | 2014 | 2014 | n/a
Xcel Energy | 85 | 13781 | IOU | OID2806693 | 20 | Solar |  |  | Interconnected | Stewart | Protected Data | Protected Data | Protected Data | Residential | n/a | 2014 | 2014 | n/a
Xcel Energy | 85 | 13781 | IOU | OID2806695 | 0.9 | Solar |  |  | Interconnected | Pine Island | Protected Data | Protected Data | Protected Data | Residential | n/a | 2014 | 2014 | n/a
Xcel Energy | 85 | 13781 | IOU | OID2806701 | 30 | Wind |  |  | Interconnected | Cottonwood | Protected Data | Protected Data | Protected Data | Residential | n/a | 2014 | 2015 | n/a
Xcel Energy | 85 | 13781 | IOU | OID2806702 | 30 | Wind |  |  | Interconnected | Wood Lake | Protected Data | Protected Data | Protected Data | Residential | n/a | 2014 | 2015 | n/a
Xcel Energy | 85 | 13781 | IOU | OID2806703 | 30 | Wind |  |  | Interconnected | Pipestone | Protected Data | Protected Data | Protected Data | Commercial | n/a | 2014 | 2015 | n/a
Xcel Energy | 85 | 13781 | IOU | OID2806706 | 456 | Solar |  |  | Interconnected | Paynesville | Protected Data | Protected Data | Protected Data | Commercial | n/a | 2014 | 2015 | n/a
Xcel Energy | 85 | 13781 | IOU | OID2806707 | 9.84 | Solar |  |  | Interconnected | Roseville | Protected Data | Protected Data | Protected Data | Residential | n/a | 2014 | 2014 | n/a
Xcel Energy | 85 | 13781 | IOU | OID2806708 | 2.5 | Solar |  |  | Interconnected | Kellogg | Protected Data | Protected Data | Protected Data | Residential | n/a | 2014 | 2015 | n/a
Xcel Energy | 85 | 13781 | IOU | OID2806709 | 9.9 | Solar |  |  | Interconnected | Zumbro Falls | Protected Data | Protected Data | Protected Data | Residential | n/a | 2014 | 2014 | n/a
Xcel Energy | 85 | 13781 | IOU | OID2806710 | 0.98 | Solar |  |  | Interconnected | Saint Paul | Protected Data | Protected Data | Protected Data | Residential | n/a | 2014 | 2014 | n/a
Xcel Energy | 85 | 13781 | IOU | OID2806711 | 182 | Solar |  |  | Interconnected | Collegeville | Protected Data | Protected Data | Protected Data | Commercial | RDF Grant | 2014 | 2014 | n/a
Xcel Energy | 85 | 13781 | IOU | OID2806712 | 30 | Wind |  |  | Interconnected | Courtland | Protected Data | Protected Data | Protected Data | Residential | n/a | 2014 | 2014 | n/a
Xcel Energy | 85 | 13781 | IOU | OID2806713 | 2000 | Solar |  |  | Interconnected | Slayton | Protected Data | Protected Data | Protected Data | Commercial | RDF Grant | 2010 | 2012 | n/a
Xcel Energy | 85 | 13781 | IOU | OID2806719 | 1.7 | Solar |  |  | Interconnected | Minneapolis | Protected Data | Protected Data | Protected Data | Commercial | n/a | 2015 | 2015 | n/a
Xcel Energy | 85 | 13781 | IOU | OID2806721 | 1.7 | Solar |  |  | Interconnected | Crystal | Protected Data | Protected Data | Protected Data | Residential | n/a | 2015 | 2015 | n/a
Xcel Energy | 85 | 13781 | IOU | OID2806722 | 11.4 | Solar |  |  | Interconnected | Avon | Protected Data | Protected Data | Protected Data | Residential | n/a | 2015 | 2015 | n/a
Xcel Energy | 85 | 13781 | IOU | OID2806724 | 5.32 | Solar |  |  | Interconnected | Saint Paul | Protected Data | Protected Data | Protected Data |  | n/a | 2015 | 2015 | n/a
Xcel Energy | 85 | 13781 | IOU | OID2806725 | 9 | Solar |  |  | Interconnected | Echo | Protected Data | Protected Data | Protected Data | Residential | Made In MN | 2015 | 2017 | n/a
Xcel Energy | 85 | 13781 | IOU | OID2806726 | 204 | Solar |  |  | Interconnected | Saint Charles | Protected Data | Protected Data | Protected Data | Commercial | n/a | 2015 | 2016 | n/a
Xcel Energy | 85 | 13781 | IOU | OID2806727 | 24 | Wind |  |  | Interconnected | Bloomington | Protected Data | Protected Data | Protected Data | Commercial | n/a | 2015 | 2015 | n/a
Xcel Energy | 85 | 13781 | IOU | OID2806734 | 153 | Solar |  | X | Interconnected | Minneapolis | Protected Data | Protected Data | Protected Data | Commercial | n/a | 2015 | 2015 | n/a
Xcel Energy | 85 | 13781 | IOU | OID2806735 | 84 | Solar |  |  | Interconnected | Forest Lake | Protected Data | Protected Data | Protected Data | Residential | n/a | 2015 | 2015 | n/a
Xcel Energy | 85 | 13781 | IOU | OID2806736 | 84 | Solar |  |  | Interconnected | Forest Lake | Protected Data | Protected Data | Protected Data | Commercial | n/a | 2015 | 2016 | n/a
Xcel Energy | 85 | 13781 | IOU | OID2806738 | 4.2 | Solar |  |  | Interconnected | Mankato | Protected Data | Protected Data | Protected Data | Residential | n/a | 2015 | 2015 | n/a
Xcel Energy | 85 | 13781 | IOU | OID2806740 | 9 | Solar |  |  | Interconnected | Belview | Protected Data | Protected Data | Protected Data | Residential | Made In MN | 2015 | 2017 | n/a
Xcel Energy | 85 | 13781 | IOU | OID2806741 | 9 | Wind |  |  | Interconnected | Jordan | Protected Data | Protected Data | Protected Data | Residential | n/a | 2015 | 2015 | n/a
Xcel Energy | 85 | 13781 | IOU | OID2806743 | 468 | Solar |  |  | Interconnected | Forest Lake | Protected Data | Protected Data | Protected Data | Commercial | n/a | 2015 | 2015 | n/a
Xcel Energy | 85 | 13781 | IOU | OID2806744 | 288 | Solar |  |  | Interconnected | Wyoming | Protected Data | Protected Data | Protected Data | Commercial | n/a | 2015 | 2016 | n/a
Xcel Energy | 85 | 13781 | IOU | OID2806745 | 396 | Solar |  |  | Interconnected | Forest Lake | Protected Data | Protected Data | Protected Data | Commercial | n/a | 2015 | 2016 | n/a
Xcel Energy | 85 | 13781 | IOU | OID2806746 | 40 | Solar |  |  | Interconnected | Watertown | Protected Data | Protected Data | Protected Data | Commercial | n/a | 2015 | 2015 | n/a
Xcel Energy | 85 | 13781 | IOU | OID2806747 | 396 | Solar |  |  | Interconnected | Mankato | Protected Data | Protected Data | Protected Data | Commercial | n/a | 2015 | 2016 | n/a
Xcel Energy | 85 | 13781 | IOU | OID2806749 | 38 | Solar |  |  | Interconnected | Northfield | Protected Data | Protected Data | Protected Data | Commercial | n/a | 2015 | 2015 | n/a
Xcel Energy | 85 | 13781 | IOU | OID2806750 | 88 | Solar |  |  | Interconnected | Edina | Protected Data | Protected Data | Protected Data | Commercial | n/a | 2015 | 2016 | n/a
Xcel Energy | 85 | 13781 | IOU | OID2806751 | 368 | Solar |  |  | Interconnected | Forest Lake | Protected Data | Protected Data | Protected Data | Commercial | n/a | 2015 | 2016 | n/a
Xcel Energy | 85 | 13781 | IOU | OID2806754 | 2.7 | Solar |  |  | Interconnected | Cold Spring | Protected Data | Protected Data | Protected Data | Residential | n/a | 2015 | 2015 | n/a
Xcel Energy | 85 | 13781 | IOU | OID2806756 | 86.4 | Solar |  |  | Interconnected | Saint Paul | Protected Data | Protected Data | Protected Data | Commercial | n/a | 2016 | 2016 | n/a
Xcel Energy | 85 | 13781 | IOU | OID2806758 | 184.8 | Solar |  |  | Interconnected | Saint Paul | Protected Data | Protected Data | Protected Data | Commercial | n/a | 2015 | 2016 | n/a
Xcel Energy | 85 | 13781 | IOU | OID2806759 | 700 | Solar |  |  | Interconnected | Saint Paul | Protected Data | Protected Data | Protected Data | Commercial | n/a | 2016 | 2016 | n/a
Xcel Energy | 85 | 13781 | IOU | OID2806760 | 5 | Solar |  |  | Interconnected | Pine Island | Protected Data | Protected Data | Protected Data | Residential | n/a | 2016 | 2016 | n/a
Xcel Energy | 85 | 13781 | IOU | OID2806761 | 9.6 | Solar |  |  | Interconnected | New Prague | Protected Data | Protected Data | Protected Data | Residential | Made In MN | 2015 | 2016 | n/a
Xcel Energy | 85 | 13781 | IOU | OID2806762 | 100 | Solar |  |  | Interconnected | Saint Paul | Protected Data | Protected Data | Protected Data | Commercial | RDF Grant | 2015 | 2016 | n/a
Xcel Energy | 85 | 13781 | IOU | OID2806763 | 633 | Natural Gas |  |  | Interconnected | Saint Cloud | Protected Data | Protected Data | Protected Data | Commercial | n/a | 2016 | 2016 | n/a
Xcel Energy | 85 | 13781 | IOU | OID2806764 | 6.72 | Solar |  |  | Interconnected | Mankato | Protected Data | Protected Data | Protected Data | Residential | n/a | 2016 | 2016 | n/a
Xcel Energy | 85 | 13781 | IOU | OID2806765 | 32.4 | Solar |  |  | Interconnected | Saint Paul | Protected Data | Protected Data | Protected Data | Commercial | n/a | 2016 | 2016 | n/a
Xcel Energy | 85 | 13781 | IOU | OID2806766 | 6.84 | Solar |  |  | Interconnected | Cologne | Protected Data | Protected Data | Protected Data | Residential | n/a | 2016 | 2016 | n/a
Xcel Energy | 85 | 13781 | IOU | OID2806767 | 244 | Solar |  |  | Interconnected | Inver Grove Heights | Protected Data | Protected Data | Protected Data | Commercial | n/a | 2016 | 2016 | n/a
Xcel Energy | 85 | 13781 | IOU | OID2806768 | 144 | Solar |  |  | Interconnected | Inver Grove Heights | Protected Data | Protected Data | Protected Data | Commercial | n/a | 2016 | 2016 | n/a
Xcel Energy | 85 | 13781 | IOU | OID2806769 | 244 | Solar |  |  | Interconnected | Inver Grove Heights | Protected Data | Protected Data | Protected Data | Commercial | n/a | 2016 | 2016 | n/a
Xcel Energy | 85 | 13781 | IOU | OID2806770 | 6.72 | Solar |  |  | Interconnected | Saint Louis Park | Protected Data | Protected Data | Protected Data | Residential | n/a | 2016 | 2016 | n/a
Xcel Energy | 85 | 13781 | IOU | OID2806771 | 40 | Solar |  |  | Interconnected | Avon | Protected Data | Protected Data | Protected Data | Commercial | n/a | 2016 | 2016 | n/a
Xcel Energy | 85 | 13781 | IOU | OID2806774 | 121.8 | Solar |  |  | Interconnected | Eden Prairie | Protected Data | Protected Data | Protected Data | Commercial | n/a | 2016 | 2016 | n/a
Xcel Energy | 85 | 13781 | IOU | OID2806775 | 8.4 | Solar |  |  | Interconnected | Minneapolis | Protected Data | Protected Data | Protected Data | Commercial | n/a | 2016 | 2016 | n/a
Xcel Energy | 85 | 13781 | IOU | OID2806776 | 56 | Solar |  |  | Interconnected | Columbia Heights | Protected Data | Protected Data | Protected Data | Commercial | n/a | 2016 | 2016 | n/a
Xcel Energy | 85 | 13781 | IOU | OID2806777 | 56 | Solar |  |  | Interconnected | Columbia Heights | Protected Data | Protected Data | Protected Data | Commercial | n/a | 2016 | 2016 | n/a
Xcel Energy | 85 | 13781 | IOU | OID2806778 | 108 | Solar |  |  | Interconnected | Columbia Heights | Protected Data | Protected Data | Protected Data | Commercial | n/a | 2016 | 2016 | n/a
Xcel Energy | 85 | 13781 | IOU | OID2806780 | 36 | Solar |  |  | Interconnected | Stillwater | Protected Data | Protected Data | Protected Data | Commercial | n/a | 2016 | 2016 | n/a
Xcel Energy | 85 | 13781 | IOU | OID2809042 | 9.94 | Solar |  |  | Interconnected | Little Canada | Protected Data | Protected Data | Protected Data | Residential | Solar* Rewards | 2016 | 2017 | n/a
Xcel Energy | 85 | 13781 | IOU | OID2810043 | 39.998 | Solar |  |  | Interconnected | Maplewood | Protected Data | Protected Data | Protected Data | Commercial | n/a | 2016 | 2017 | n/a
Xcel Energy | 85 | 13781 | IOU | OID2810705 | 2.4 | Solar |  |  | Interconnected | Minneapolis | Protected Data | Protected Data | Protected Data | Residential | Made In MN | 2016 | 2017 | n/a
Xcel Energy | 85 | 13781 | IOU | OID2812532 | 3 | Solar |  |  | Interconnected | Saint Cloud | Protected Data | Protected Data | Protected Data | Residential | Solar* Rewards | 2016 | 2017 | n/a
Xcel Energy | 85 | 13781 | IOU | OID2812753 | 39.98 | Solar |  |  | Interconnected | Minneapolis | Protected Data | Protected Data | Protected Data | Commercial | Made In MN | 2016 | 2017 | n/a
Xcel Energy | 85 | 13781 | IOU | OID2813337 | 9 | Solar |  |  | Interconnected | Minneapolis | Protected Data | Protected Data | Protected Data | Commercial | Solar* Rewards | 2016 | 2017 | n/a
Xcel Energy | 85 | 13781 | IOU | OID2814601 | 9.94 | Solar |  |  | Interconnected | Center City | Protected Data | Protected Data | Protected Data | Residential | Solar* Rewards | 2016 | 2017 | n/a
Xcel Energy | 85 | 13781 | IOU | OID2814606 | 7.625 | Solar |  |  | Interconnected | Crystal | Protected Data | Protected Data | Protected Data | Residential | Solar* Rewards | 2016 | 2017 | n/a
Xcel Energy | 85 | 13781 | IOU | OID2814608 | 9.995 | Solar |  |  | Interconnected | Minneapolis | Protected Data | Protected Data | Protected Data | Commercial | Made In MN | 2016 | 2017 | n/a
Xcel Energy | 85 | 13781 | IOU | OID2814757 | 9.995 | Solar |  |  | Interconnected | Minneapolis | Protected Data | Protected Data | Protected Data | Commercial | Made In MN | 2016 | 2017 | n/a
Xcel Energy | 85 | 13781 | IOU | OID2829662 | 8.4 | Solar |  |  | Interconnected | Wabasha | Protected Data | Protected Data | Protected Data | Residential | Made In MN | 2016 | 2017 | n/a
Xcel Energy | 85 | 13781 | IOU | OID2832259 | 4.56 | Solar |  |  | Interconnected | Saint Paul | Protected Data | Protected Data | Protected Data | Residential | Made In MN | 2016 | 2017 | n/a
Xcel Energy | 85 | 13781 | IOU | OID2837772 | 32.4 | Solar |  |  | Interconnected | Minneapolis | Protected Data | Protected Data | Protected Data | Commercial | Made In MN | 2016 | 2017 | n/a
Xcel Energy | 85 | 13781 | IOU | OID2838032 | 2.88 | Solar |  |  | Interconnected | Saint Paul | Protected Data | Protected Data | Protected Data | Residential | Solar* Rewards | 2016 | 2017 | n/a
Xcel Energy | 85 | 13781 | IOU | OID2838200 | 7.625 | Solar |  |  | Interconnected | Saint Paul | Protected Data | Protected Data | Protected Data | Residential | Solar* Rewards | 2016 | 2017 | n/a
Xcel Energy | 85 | 13781 | IOU | OID2838214 | 33.4 | Solar |  |  | Interconnected | Maple Grove | Protected Data | Protected Data | Protected Data | Commercial | n/a | 2016 | 2017 | n/a
Xcel Energy | 85 | 13781 | IOU | OID2838223 | 9.94 | Solar |  |  | Interconnected | Mahtomedi | Protected Data | Protected Data | Protected Data | Commercial | Solar* Rewards | 2016 | 2017 | n/a
Xcel Energy | 85 | 13781 | IOU | OID2838229 | 6 | Solar |  |  | Interconnected | Saint Paul | Protected Data | Protected Data | Protected Data | Residential | Solar* Rewards | 2016 | 2017 | n/a
Xcel Energy | 85 | 13781 | IOU | OID2838258 | 3 | Solar |  |  | Interconnected | Minneapolis | Protected Data | Protected Data | Protected Data | Commercial | Solar* Rewards | 2016 | 2017 | n/a
Xcel Energy | 85 | 13781 | IOU | OID2838266 | 3.8 | Solar |  |  | Interconnected | Saint Paul | Protected Data | Protected Data | Protected Data | Residential | Solar* Rewards | 2016 | 2017 | n/a
Xcel Energy | 85 | 13781 | IOU | OID2838311 | 2.4 | Solar |  |  | Interconnected | Glenwood | Protected Data | Protected Data | Protected Data | Residential | Made In MN | 2016 | 2017 | n/a
Xcel Energy | 85 | 13781 | IOU | OID2854683 | 5 | Solar |  |  | Interconnected | Saint Paul | Protected Data | Protected Data | Protected Data | Residential | Made In MN | 2016 | 2017 | n/a
Xcel Energy | 85 | 13781 | IOU | OID2863183 | 5 | Solar |  |  | Interconnected | Roseville | Protected Data | Protected Data | Protected Data | Residential | Solar* Rewards | 2016 | 2017 | n/a
Xcel Energy | 85 | 13781 | IOU | OID2879033 | 9.94 | Solar |  |  | Interconnected | Minneapolis | Protected Data | Protected Data | Protected Data | Residential | Made In MN | 2016 | 2017 | n/a
Xcel Energy | 85 | 13781 | IOU | OID2879502 | 180.196 | Solar |  |  | Interconnected | Farmington | Protected Data | Protected Data | Protected Data | Commercial | n/a | 2016 | 2018 | n/a
Xcel Energy | 85 | 13781 | IOU | OID2879519 | 480.796 | Solar |  |  | Interconnected | Farmington | Protected Data | Protected Data | Protected Data | Commercial | n/a | 2016 | 2016 | n/a
Xcel Energy | 85 | 13781 | IOU | OID2879522 | 487.599 | Solar |  |  | Interconnected | Farmington | Protected Data | Protected Data | Protected Data | Commercial | n/a | 2016 | 2016 | n/a
Xcel Energy | 85 | 13781 | IOU | OID2882791 | 6.72 | Solar |  |  | Interconnected | Shorewood | Protected Data | Protected Data | Protected Data | Residential | Solar* Rewards | 2016 | 2017 | n/a
Xcel Energy | 85 | 13781 | IOU | OID2882793 | 7.63 | Solar |  |  | Interconnected | Watertown | Protected Data | Protected Data | Protected Data | Residential | Solar* Rewards | 2016 | 2017 | n/a
Xcel Energy | 85 | 13781 | IOU | OID2882795 | 5 | Solar |  |  | Interconnected | Minneapolis | Protected Data | Protected Data | Protected Data | Residential | Solar* Rewards | 2016 | 2017 | n/a
Xcel Energy | 85 | 13781 | IOU | OID2882800 | 7.63 | Solar |  |  | Interconnected | Minneapolis | Protected Data | Protected Data | Protected Data | Residential | Solar* Rewards | 2016 | 2017 | n/a
Xcel Energy | 85 | 13781 | IOU | OID2882814 | 15.26 | Solar |  |  | Interconnected | Woodbury | Protected Data | Protected Data | Protected Data | Residential | Solar* Rewards | 2016 | 2017 | n/a
Xcel Energy | 85 | 13781 | IOU | OID2882834 | 3.8 | Solar |  |  | Interconnected | Saint Paul | Protected Data | Protected Data | Protected Data | Residential | Solar* Rewards | 2016 | 2017 | n/a
Xcel Energy | 85 | 13781 | IOU | OID2882841 | 15.26 | Solar |  |  | Interconnected | Brooten | Protected Data | Protected Data | Protected Data | Residential | Solar* Rewards | 2016 | 2017 | n/a
Xcel Energy | 85 | 13781 | IOU | OID2882848 | 9.94 | Solar |  |  | Interconnected | Saint Paul | Protected Data | Protected Data | Protected Data | Commercial | Solar* Rewards | 2016 | 2017 | n/a
Xcel Energy | 85 | 13781 | IOU | OID2882883 | 6 | Solar |  |  | Interconnected | Long Lake | Protected Data | Protected Data | Protected Data | Residential | Solar* Rewards | 2016 | 2017 | n/a
Xcel Energy | 85 | 13781 | IOU | OID2882887 | 5 | Solar |  |  | Interconnected | Minneapolis | Protected Data | Protected Data | Protected Data | Residential | Solar* Rewards | 2016 | 2017 | n/a
Xcel Energy | 85 | 13781 | IOU | OID2882893 | 7.63 | Solar |  |  | Interconnected | Cannon Falls | Protected Data | Protected Data | Protected Data | Residential | Solar* Rewards | 2016 | 2017 | n/a
Xcel Energy | 85 | 13781 | IOU | OID2883302 | 4.32 | Solar |  |  | Interconnected | Mendota Heights | Protected Data | Protected Data | Protected Data | Residential | Solar* Rewards | 2016 | 2017 | n/a
Xcel Energy | 85 | 13781 | IOU | OID2883328 | 3.8 | Solar |  |  | Interconnected | Saint Paul | Protected Data | Protected Data | Protected Data | Residential | Made In MN | 2016 | 2017 | n/a
Xcel Energy | 85 | 13781 | IOU | OID2883877 | 7.625 | Solar |  |  | Interconnected | Saint Paul | Protected Data | Protected Data | Protected Data | Residential | Solar* Rewards | 2016 | 2017 | n/a
Xcel Energy | 85 | 13781 | IOU | OID2884106 | 6 | Solar |  |  | Interconnected | Maplewood | Protected Data | Protected Data | Protected Data | Residential | Solar* Rewards | 2016 | 2017 | n/a
Xcel Energy | 85 | 13781 | IOU | OID2885024 | 3 | Solar |  |  | Interconnected | Golden Valley | Protected Data | Protected Data | Protected Data | Residential | Made In MN | 2016 | 2017 | n/a
Xcel Energy | 85 | 13781 | IOU | OID2886456 | 7.63 | Solar |  |  | Interconnected | Fridley | Protected Data | Protected Data | Protected Data | Residential | Made In MN | 2016 | 2017 | n/a
Xcel Energy | 85 | 13781 | IOU | OID2887452 | 3.8 | Solar |  |  | Interconnected | Chisago City | Protected Data | Protected Data | Protected Data | Residential | Solar* Rewards | 2016 | 2017 | n/a
Xcel Energy | 85 | 13781 | IOU | OID2887579 | 9.995 | Solar |  |  | Interconnected | Minneapolis | Protected Data | Protected Data | Protected Data | Residential | Made In MN | 2016 | 2017 | n/a
Xcel Energy | 85 | 13781 | IOU | OID2887627 | 9.995 | Solar |  |  | Interconnected | Minneapolis | Protected Data | Protected Data | Protected Data | Commercial | Made In MN | 2016 | 2017 | n/a
Xcel Energy | 85 | 13781 | IOU | OID2887773 | 9.94 | Solar |  |  | Interconnected | Otsego | Protected Data | Protected Data | Protected Data | Residential | Solar* Rewards | 2016 | 2017 | n/a
Xcel Energy | 85 | 13781 | IOU | OID2890465 | 18 | Solar |  |  | Interconnected | Waconia | Protected Data | Protected Data | Protected Data | Commercial | Solar* Rewards | 2016 | 2017 | n/a
Xcel Energy | 85 | 13781 | IOU | OID2890488 | 18 | Solar |  |  | Interconnected | Waconia | Protected Data | Protected Data | Protected Data | Commercial | n/a | 2016 | 2016 | n/a
Xcel Energy | 85 | 13781 | IOU | OID2890953 | 17.57 | Solar |  |  | Interconnected | Inver Grove Heights | Protected Data | Protected Data | Protected Data | Residential | Solar* Rewards | 2016 | 2017 | n/a
Xcel Energy | 85 | 13781 | IOU | OID2890996 | 6 | Solar |  |  | Interconnected | Saint Paul | Protected Data | Protected Data | Protected Data | Residential | Solar* Rewards | 2016 | 2017 | n/a
Xcel Energy | 85 | 13781 | IOU | OID2891008 | 9.94 | Solar |  |  | Interconnected | Hastings | Protected Data | Protected Data | Protected Data | Residential | Solar* Rewards | 2016 | 2017 | n/a
Xcel Energy | 85 | 13781 | IOU | OID2891168 | 3 | Solar |  |  | Interconnected | Minneapolis | Protected Data | Protected Data | Protected Data | Residential | Solar* Rewards | 2016 | 2017 | n/a
Xcel Energy | 85 | 13781 | IOU | OID2893103 | 5 | Solar |  |  | Interconnected | Deephaven | Protected Data | Protected Data | Protected Data | Residential | Solar* Rewards | 2016 | 2017 | n/a
Xcel Energy | 85 | 13781 | IOU | OID2893519 | 3.84 | Solar |  |  | Interconnected | Minneapolis | Protected Data | Protected Data | Protected Data | Residential | Made In MN | 2017 | 2017 | n/a
Xcel Energy | 85 | 13781 | IOU | OID2893592 | 2.4 | Solar |  |  | Interconnected | Minneapolis | Protected Data | Protected Data | Protected Data | Residential | Made In MN | 2017 | 2017 | n/a
Xcel Energy | 85 | 13781 | IOU | OID2893730 | 6.72 | Solar |  |  | Interconnected | Saint Cloud | Protected Data | Protected Data | Protected Data | Residential | Solar* Rewards | 2017 | 2017 | n/a
Xcel Energy | 85 | 13781 | IOU | OID2894798 | 9.94 | Solar |  |  | Interconnected | Minneapolis | Protected Data | Protected Data | Protected Data | Residential | n/a | 2017 | 2017 | n/a
Xcel Energy | 85 | 13781 | IOU | OID2897448 | 39.98 | Solar |  |  | Interconnected | Glenwood | Protected Data | Protected Data | Protected Data | Commercial | Made In MN | 2017 | 2017 | n/a
Xcel Energy | 85 | 13781 | IOU | OID2898044 | 8.64 | Solar |  |  | Interconnected | Eden Prairie | Protected Data | Protected Data | Protected Data | Residential | Made In MN | 2017 | 2017 | n/a
Xcel Energy | 85 | 13781 | IOU | OID2898671 | 7.625 | Solar |  |  | Interconnected | Minneapolis | Protected Data | Protected Data | Protected Data | Residential | Solar* Rewards | 2017 | 2017 | n/a
Xcel Energy | 85 | 13781 | IOU | OID2898687 | 7.625 | Solar |  |  | Interconnected | Lauderdale | Protected Data | Protected Data | Protected Data | Residential | Solar* Rewards | 2017 | 2017 | n/a
Xcel Energy | 85 | 13781 | IOU | OID2898941 | 5 | Solar |  |  | Interconnected | Winona | Protected Data | Protected Data | Protected Data | Residential | Made In MN | 2017 | 2017 | n/a
Xcel Energy | 85 | 13781 | IOU | OID2898997 | 39.998 | Solar |  |  | Interconnected | Wabasha | Protected Data | Protected Data | Protected Data | Commercial | Made In MN | 2017 | 2017 | n/a
Xcel Energy | 85 | 13781 | IOU | OID2899041 | 9.94 | Solar |  |  | Interconnected | Waseca | Protected Data | Protected Data | Protected Data | Residential | Made In MN | 2017 | 2017 | n/a
Xcel Energy | 85 | 13781 | IOU | OID2900141 | 9.94 | Solar |  |  | Interconnected | Albany | Protected Data | Protected Data | Protected Data | Residential | Made In MN | 2017 | 2017 | n/a
Xcel Energy | 85 | 13781 | IOU | OID2900187 | 3.8 | Solar |  |  | Interconnected | Faribault | Protected Data | Protected Data | Protected Data | Residential | Made In MN | 2017 | 2017 | n/a
Xcel Energy | 85 | 13781 | IOU | OID2900194 | 9.94 | Solar |  |  | Interconnected | Eagan | Protected Data | Protected Data | Protected Data | Residential | Made In MN | 2017 | 2017 | n/a
Xcel Energy | 85 | 13781 | IOU | OID2900203 | 9.94 | Solar |  |  | Interconnected | Rogers | Protected Data | Protected Data | Protected Data | Residential | Made In MN | 2017 | 2017 | n/a
Xcel Energy | 85 | 13781 | IOU | OID2901033 | 9.94 | Solar |  |  | Interconnected | Shoreview | Protected Data | Protected Data | Protected Data | Residential | Solar* Rewards | 2017 | 2017 | n/a
Xcel Energy | 85 | 13781 | IOU | OID2901529 | 5 | Solar |  |  | Interconnected | Lindstrom | Protected Data | Protected Data | Protected Data | Residential | Solar* Rewards | 2017 | 2017 | n/a
Xcel Energy | 85 | 13781 | IOU | OID2901981 | 3.8 | Solar |  |  | Interconnected | Minneapolis | Protected Data | Protected Data | Protected Data | Residential | Made In MN | 2017 | 2017 | n/a
Xcel Energy | 85 | 13781 | IOU | OID2902000 | 9.94 | Solar |  |  | Interconnected | Woodbury | Protected Data | Protected Data | Protected Data | Residential | Solar* Rewards | 2017 | 2017 | n/a
Xcel Energy | 85 | 13781 | IOU | OID2903315 | 19.999 | Solar |  |  | Interconnected | Woodbury | Protected Data | Protected Data | Protected Data | Commercial | Solar* Rewards | 2017 | 2017 | n/a
Xcel Energy | 85 | 13781 | IOU | OID2906957 | 11.39 | Solar |  |  | Interconnected | Red Wing | Protected Data | Protected Data | Protected Data | Residential | Solar* Rewards | 2017 | 2017 | n/a
Xcel Energy | 85 | 13781 | IOU | OID2907513 | 3.84 | Solar |  |  | Interconnected | Minneapolis | Protected Data | Protected Data | Protected Data | Residential | Solar* Rewards | 2017 | 2017 | n/a
Xcel Energy | 85 | 13781 | IOU | OID2907981 | 36 | Solar |  |  | Interconnected | Raymond | Protected Data | Protected Data | Protected Data | Commercial | Made In MN | 2017 | 2017 | n/a
Xcel Energy | 85 | 13781 | IOU | OID2907994 | 12 | Solar |  |  | Interconnected | Cologne | Protected Data | Protected Data | Protected Data | Residential | Solar* Rewards | 2017 | 2017 | n/a
Xcel Energy | 85 | 13781 | IOU | OID2908864 | 3 | Solar |  |  | Interconnected | Minneapolis | Protected Data | Protected Data | Protected Data | Residential | Made In MN | 2017 | 2017 | n/a
Xcel Energy | 85 | 13781 | IOU | OID2908951 | 6 | Solar |  |  | Interconnected | Minneapolis | Protected Data | Protected Data | Protected Data | Residential | Made In MN | 2017 | 2017 | n/a
Xcel Energy | 85 | 13781 | IOU | OID2908962 | 3.12 | Solar |  |  | Interconnected | Byron | Protected Data | Protected Data | Protected Data | Residential | Made In MN | 2017 | 2017 | n/a
Xcel Energy | 85 | 13781 | IOU | OID2909184 | 9.94 | Solar |  |  | Interconnected | Glencoe | Protected Data | Protected Data | Protected Data | Residential | Made In MN | 2017 | 2017 | n/a
Xcel Energy | 85 | 13781 | IOU | OID2909273 | 7.92 | Solar |  |  | Interconnected | Minneapolis | Protected Data | Protected Data | Protected Data | Residential | Made In MN | 2017 | 2017 | n/a
Xcel Energy | 85 | 13781 | IOU | OID2909475 | 19.999 | Solar |  |  | Interconnected | Dayton | Protected Data | Protected Data | Protected Data | Commercial | Solar* Rewards | 2017 | 2017 | n/a
Xcel Energy | 85 | 13781 | IOU | OID2910978 | 9.995 | Solar |  |  | Interconnected | Minneapolis | Protected Data | Protected Data | Protected Data | Commercial | Solar* Rewards | 2017 | 2017 | n/a
Xcel Energy | 85 | 13781 | IOU | OID2911804 | 19.999 | Solar |  |  | Interconnected | White Bear Lake | Protected Data | Protected Data | Protected Data | Commercial | Solar* Rewards | 2017 | 2017 | n/a
Xcel Energy | 85 | 13781 | IOU | OID2913509 | 7.625 | Solar |  |  | Interconnected | Saint Louis Park | Protected Data | Protected Data | Protected Data | Residential | Solar* Rewards | 2017 | 2017 | n/a
Xcel Energy | 85 | 13781 | IOU | OID2913733 | 11.39 | Solar |  |  | Interconnected | Cottage Grove | Protected Data | Protected Data | Protected Data | Residential | Solar* Rewards | 2017 | 2017 | n/a
Xcel Energy | 85 | 13781 | IOU | OID2914369 | 1.5 | Solar |  |  | Interconnected | Minneapolis | Protected Data | Protected Data | Protected Data | Residential | Solar* Rewards | 2017 | 2018 | n/a
Xcel Energy | 85 | 13781 | IOU | OID2914462 | 7.625 | Solar |  |  | Interconnected | Maplewood | Protected Data | Protected Data | Protected Data | Residential | Made In MN | 2017 | 2017 | n/a
Xcel Energy | 85 | 13781 | IOU | OID2914486 | 7.625 | Solar |  |  | Interconnected | Albertville | Protected Data | Protected Data | Protected Data | Residential | Made In MN | 2017 | 2017 | n/a
Xcel Energy | 85 | 13781 | IOU | OID2914878 | 19.999 | Solar |  |  | Interconnected | Saint Paul | Protected Data | Protected Data | Protected Data | Commercial | Solar* Rewards | 2017 | 2017 | n/a
Xcel Energy | 85 | 13781 | IOU | OID2915149 | 10 | Solar |  |  | Interconnected | Gibbon | Protected Data | Protected Data | Protected Data | Commercial | Solar* Rewards | 2017 | 2017 | n/a
Xcel Energy | 85 | 13781 | IOU | OID2915216 | 12 | Solar |  |  | Interconnected | Gibbon | Protected Data | Protected Data | Protected Data | Residential | Solar* Rewards | 2017 | 2017 | n/a
Xcel Energy | 85 | 13781 | IOU | OID2916211 | 12 | Solar |  |  | Interconnected | Gibbon | Protected Data | Protected Data | Protected Data | Residential | Solar* Rewards | 2017 | 2017 | n/a
Xcel Energy | 85 | 13781 | IOU | OID2916602 | 9.94 | Solar |  |  | Interconnected | Saint Paul | Protected Data | Protected Data | Protected Data | Residential | Solar* Rewards | 2017 | 2017 | n/a
Xcel Energy | 85 | 13781 | IOU | OID2917674 | 6 | Solar |  |  | Interconnected | Mankato | Protected Data | Protected Data | Protected Data | Residential | Solar* Rewards | 2017 | 2017 | n/a
Xcel Energy | 85 | 13781 | IOU | OID2917806 | 38.02 | Solar |  |  | Interconnected | Maplewood | Protected Data | Protected Data | Protected Data | Commercial | Made In MN | 2017 | 2017 | n/a
Xcel Energy | 85 | 13781 | IOU | OID2919339 | 19.999 | Solar |  |  | Interconnected | Rogers | Protected Data | Protected Data | Protected Data | Commercial | Solar* Rewards | 2017 | 2017 | n/a
Xcel Energy | 85 | 13781 | IOU | OID2920374 | 340.2 | Solar |  |  | Interconnected | Saint Paul | Protected Data | Protected Data | Protected Data | Commercial | RDF Grant | 2017 | 2017 | n/a
Xcel Energy | 85 | 13781 | IOU | OID2920673 | 3.36 | Solar |  |  | Interconnected | Arden Hills | Protected Data | Protected Data | Protected Data | Residential | Solar* Rewards | 2017 | 2017 | n/a
Xcel Energy | 85 | 13781 | IOU | OID2920845 | 9.94 | Solar |  |  | Interconnected | Waconia | Protected Data | Protected Data | Protected Data | Residential | Made In MN | 2017 | 2017 | n/a
Xcel Energy | 85 | 13781 | IOU | OID2920856 | 9.94 | Solar |  |  | Interconnected | Cottage Grove | Protected Data | Protected Data | Protected Data | Residential | Solar* Rewards | 2017 | 2017 | n/a
Xcel Energy | 85 | 13781 | IOU | OID2920961 | 6 | Solar |  |  | Interconnected | Minneapolis | Protected Data | Protected Data | Protected Data | Residential | Made In MN | 2017 | 2017 | n/a
Xcel Energy | 85 | 13781 | IOU | OID2920979 | 6 | Solar |  |  | Interconnected | Burnsville | Protected Data | Protected Data | Protected Data | Residential | Made In MN | 2017 | 2017 | n/a
Xcel Energy | 85 | 13781 | IOU | OID2921342 | 9.995 | Solar |  |  | Interconnected | Gibbon | Protected Data | Protected Data | Protected Data | Residential | Made In MN | 2017 | 2017 | n/a
Xcel Energy | 85 | 13781 | IOU | OID2921602 | 12 | Solar |  |  | Interconnected | Maple Grove | Protected Data | Protected Data | Protected Data | Residential | Solar* Rewards | 2017 | 2017 | n/a
Xcel Energy | 85 | 13781 | IOU | OID2921736 | 17.57 | Solar |  |  | Interconnected | Arden Hills | Protected Data | Protected Data | Protected Data | Commercial | Solar* Rewards | 2017 | 2017 | n/a
Xcel Energy | 85 | 13781 | IOU | OID2921845 | 19.999 | Solar |  |  | Interconnected | Little Canada | Protected Data | Protected Data | Protected Data | Commercial | Solar* Rewards | 2017 | 2017 | n/a
Xcel Energy | 85 | 13781 | IOU | OID2922120 | 6 | Solar |  |  | Interconnected | Eagan | Protected Data | Protected Data | Protected Data | Residential | Made In MN | 2017 | 2017 | n/a
Xcel Energy | 85 | 13781 | IOU | OID2922215 | 7.2 | Solar |  |  | Interconnected | Saint Paul | Protected Data | Protected Data | Protected Data | Residential | Made In MN | 2017 | 2017 | n/a
Xcel Energy | 85 | 13781 | IOU | OID2922362 | 7.63 | Solar |  |  | Interconnected | Scandia | Protected Data | Protected Data | Protected Data | Residential | Solar* Rewards | 2017 | 2017 | n/a
Xcel Energy | 85 | 13781 | IOU | OID2923147 | 17.595 | Solar |  |  | Interconnected | Maple Plain | Protected Data | Protected Data | Protected Data | Residential | Solar* Rewards | 2017 | 2017 | n/a
Xcel Energy | 85 | 13781 | IOU | OID2923148 | 17.595 | Solar |  |  | Interconnected | Maple Plain | Protected Data | Protected Data | Protected Data | Residential | n/a | 2017 | 2017 | n/a
Xcel Energy | 85 | 13781 | IOU | OID2923498 | 19.999 | Solar |  |  | Interconnected | Vadnais Heights | Protected Data | Protected Data | Protected Data | Residential | Solar* Rewards | 2017 | 2017 | n/a
Xcel Energy | 85 | 13781 | IOU | OID2924248 | 8.4 | Solar |  |  | Interconnected | Raymond | Protected Data | Protected Data | Protected Data | Residential | Made In MN | 2017 | 2017 | n/a
Xcel Energy | 85 | 13781 | IOU | OID2926582 | 9.94 | Solar |  |  | Interconnected | Minneapolis | Protected Data | Protected Data | Protected Data | Residential | Made In MN | 2017 | 2017 | n/a
Xcel Energy | 85 | 13781 | IOU | OID2928448 | 29.82 | Solar |  |  | Interconnected | Montevideo | Protected Data | Protected Data | Protected Data | Commercial | Made In MN | 2017 | 2017 | n/a
Xcel Energy | 85 | 13781 | IOU | OID2932231 | 6 | Solar |  |  | Interconnected | Bloomington | Protected Data | Protected Data | Protected Data | Residential | Solar* Rewards | 2017 | 2017 | n/a
Xcel Energy | 85 | 13781 | IOU | OID2933896 | 53.399 | Solar |  |  | Interconnected | Bloomington | Protected Data | Protected Data | Protected Data | Commercial | n/a | 2017 | 2017 | n/a
Xcel Energy | 85 | 13781 | IOU | OID2933966 | 12 | Solar |  |  | Interconnected | Waseca | Protected Data | Protected Data | Protected Data | Residential | Solar* Rewards | 2017 | 2017 | n/a
Xcel Energy | 85 | 13781 | IOU | OID2933976 | 12 | Solar |  |  | Interconnected | Waseca | Protected Data | Protected Data | Protected Data | Commercial | Solar* Rewards | 2017 | 2017 | n/a
Xcel Energy | 85 | 13781 | IOU | OID2935296 | 9.94 | Solar |  |  | Interconnected | Byron | Protected Data | Protected Data | Protected Data | Residential | Made In MN | 2017 | 2017 | n/a
Xcel Energy | 85 | 13781 | IOU | OID2936314 | 7.63 | Solar |  |  | Interconnected | North Branch | Protected Data | Protected Data | Protected Data | Residential | Made In MN | 2017 | 2017 | n/a
Xcel Energy | 85 | 13781 | IOU | OID2936327 | 33.4 | Solar |  |  | Interconnected | Minneapolis | Protected Data | Protected Data | Protected Data | Commercial | Made In MN | 2017 | 2017 | n/a
Xcel Energy | 85 | 13781 | IOU | OID2936384 | 14.51 | Solar |  |  | Interconnected | Albany | Protected Data | Protected Data | Protected Data | Commercial | Solar* Rewards | 2017 | 2017 | n/a
Xcel Energy | 85 | 13781 | IOU | OID2937027 | 18 | Solar |  |  | Interconnected | Kenyon | Protected Data | Protected Data | Protected Data | Residential | Solar* Rewards | 2017 | 2017 | n/a
Xcel Energy | 85 | 13781 | IOU | OID2939119 | 7.63 | Solar |  |  | Interconnected | Saint Anthony | Protected Data | Protected Data | Protected Data | Residential | Solar* Rewards | 2017 | 2017 | n/a
Xcel Energy | 85 | 13781 | IOU | OID2939144 | 19.999 | Solar |  |  | Interconnected | Maple Grove | Protected Data | Protected Data | Protected Data | Commercial | Solar* Rewards | 2017 | 2017 | n/a
Xcel Energy | 85 | 13781 | IOU | OID2939222 | 12 | Solar |  |  | Interconnected | Montrose | Protected Data | Protected Data | Protected Data | Residential | Solar* Rewards | 2017 | 2017 | n/a
Xcel Energy | 85 | 13781 | IOU | OID2939291 | 19.999 | Solar |  |  | Interconnected | Waite Park | Protected Data | Protected Data | Protected Data | Commercial | Solar* Rewards | 2017 | 2017 | n/a
Xcel Energy | 85 | 13781 | IOU | OID2940523 | 5 | Solar |  |  | Interconnected | Minneapolis | Protected Data | Protected Data | Protected Data | Residential | Made In MN | 2017 | 2017 | n/a
Xcel Energy | 85 | 13781 | IOU | OID2941079 | 9.94 | Solar |  |  | Interconnected | Eden Valley | Protected Data | Protected Data | Protected Data | Residential | Solar* Rewards | 2017 | 2017 | n/a
Xcel Energy | 85 | 13781 | IOU | OID2941098 | 54 | Solar |  |  | Interconnected | Norwood Young America | Protected Data | Protected Data | Protected Data | Commercial | n/a | 2017 | 2017 | n/a
Xcel Energy | 85 | 13781 | IOU | OID2941106 | 3.1 | Solar |  |  | Interconnected | Minneapolis | Protected Data | Protected Data | Protected Data | Residential | Solar* Rewards | 2017 | 2018 | n/a
Xcel Energy | 85 | 13781 | IOU | OID2941107 | 9.995 | Solar |  |  | Interconnected | Minneapolis | Protected Data | Protected Data | Protected Data | Commercial | Solar* Rewards | 2017 | 2017 | n/a
Xcel Energy | 85 | 13781 | IOU | OID2941820 | 9.94 | Solar |  |  | Interconnected | Golden Valley | Protected Data | Protected Data | Protected Data | Residential | Solar* Rewards | 2017 | 2017 | n/a
Xcel Energy | 85 | 13781 | IOU | OID2941977 | 9.94 | Solar |  |  | Interconnected | Marine On Saint Croix | Protected Data | Protected Data | Protected Data | Residential | Solar* Rewards | 2017 | 2017 | n/a
Xcel Energy | 85 | 13781 | IOU | OID2942116 | 11.39 | Solar |  |  | Interconnected | Edina | Protected Data | Protected Data | Protected Data | Residential | Solar* Rewards | 2017 | 2017 | n/a
Xcel Energy | 85 | 13781 | IOU | OID2942298 | 9.995 | Solar |  |  | Interconnected | Brooten | Protected Data | Protected Data | Protected Data | Commercial | Solar* Rewards | 2017 | 2017 | n/a
Xcel Energy | 85 | 13781 | IOU | OID2942444 | 53.399 | Solar |  |  | Interconnected | Waite Park | Protected Data | Protected Data | Protected Data | Commercial | n/a | 2017 | 2017 | n/a
Xcel Energy | 85 | 13781 | IOU | OID2942465 | 53.399 | Solar |  |  | Interconnected | Vadnais Heights | Protected Data | Protected Data | Protected Data | Residential | n/a | 2017 | 2017 | n/a
Xcel Energy | 85 | 13781 | IOU | OID2942541 | 5.4 | Solar |  |  | Interconnected | Columbia Heights | Protected Data | Protected Data | Protected Data | Residential | Solar* Rewards | 2017 | 2017 | n/a
Xcel Energy | 85 | 13781 | IOU | OID2942668 | 9.94 | Solar |  |  | Interconnected | Brooklyn Park | Protected Data | Protected Data | Protected Data | Residential | Solar* Rewards | 2017 | 2017 | n/a
Xcel Energy | 85 | 13781 | IOU | OID2942797 | 19.999 | Solar |  |  | Interconnected | Rogers | Protected Data | Protected Data | Protected Data | Commercial | Solar* Rewards | 2017 | 2017 | n/a
Xcel Energy | 85 | 13781 | IOU | OID2942820 | 19.999 | Solar |  |  | Interconnected | Rogers | Protected Data | Protected Data | Protected Data | Commercial | Solar* Rewards | 2017 | 2018 | n/a
Xcel Energy | 85 | 13781 | IOU | OID2942829 | 19.999 | Solar |  |  | Interconnected | Rogers | Protected Data | Protected Data | Protected Data | Commercial | Solar* Rewards | 2017 | 2018 | n/a
Xcel Energy | 85 | 13781 | IOU | OID2943080 | 11.39 | Solar |  |  | Interconnected | Byron | Protected Data | Protected Data | Protected Data | Residential | Solar* Rewards | 2017 | 2017 | n/a
Xcel Energy | 85 | 13781 | IOU | OID2943090 | 5 | Solar |  |  | Interconnected | Wayzata | Protected Data | Protected Data | Protected Data | Residential | Solar* Rewards | 2017 | 2017 | n/a
Xcel Energy | 85 | 13781 | IOU | OID2943135 | 8.1 | Solar |  |  | Interconnected | Saint Paul | Protected Data | Protected Data | Protected Data | Residential | Made In MN | 2017 | 2017 | n/a
Xcel Energy | 85 | 13781 | IOU | OID2943174 | 19.86 | Solar |  |  | Interconnected | Minneapolis | Protected Data | Protected Data | Protected Data | Commercial | Made In MN | 2017 | 2017 | n/a
Xcel Energy | 85 | 13781 | IOU | OID2943196 | 7.625 | Solar |  |  | Interconnected | Woodbury | Protected Data | Protected Data | Protected Data | Residential | Made In MN | 2017 | 2017 | n/a
Xcel Energy | 85 | 13781 | IOU | OID2943210 | 18 | Solar |  |  | Interconnected | Albany | Protected Data | Protected Data | Protected Data | Commercial | n/a | 2017 | 2017 | n/a
Xcel Energy | 85 | 13781 | IOU | OID2943433 | 15.25 | Solar |  |  | Interconnected | Minnetonka | Protected Data | Protected Data | Protected Data | Residential | Solar* Rewards | 2017 | 2017 | n/a
Xcel Energy | 85 | 13781 | IOU | OID2943591 | 29.02 | Solar |  |  | Interconnected | Rockford | Protected Data | Protected Data | Protected Data | Commercial | Made In MN | 2017 | 2017 | n/a
Xcel Energy | 85 | 13781 | IOU | OID2944051 | 9.94 | Solar |  |  | Interconnected | Red Wing | Protected Data | Protected Data | Protected Data | Residential | Solar* Rewards | 2017 | 2017 | n/a
Xcel Energy | 85 | 13781 | IOU | OID2944233 | 38.02 | Solar |  |  | Interconnected | Shoreview | Protected Data | Protected Data | Protected Data | Commercial | Made In MN | 2017 | 2017 | n/a
Xcel Energy | 85 | 13781 | IOU | OID2946176 | 3.747 | Solar |  |  | Interconnected | Golden Valley | Protected Data | Protected Data | Protected Data | Commercial | Solar* Rewards | 2017 | 2018 | n/a
Xcel Energy | 85 | 13781 | IOU | OID2946226 | 18 | Solar |  |  | Interconnected | Golden Valley | Protected Data | Protected Data | Protected Data | Commercial | Solar* Rewards | 2017 | 2018 | n/a
Xcel Energy | 85 | 13781 | IOU | OID2946330 | 3.747 | Solar |  |  | Interconnected | Golden Valley | Protected Data | Protected Data | Protected Data | Commercial | Solar* Rewards | 2017 | 2018 | n/a
Xcel Energy | 85 | 13781 | IOU | OID2946333 | 3.747 | Solar |  |  | Interconnected | Golden Valley | Protected Data | Protected Data | Protected Data | Commercial | Solar* Rewards | 2017 | 2018 | n/a
Xcel Energy | 85 | 13781 | IOU | OID2946337 | 96.06 | Solar |  |  | Interconnected | Golden Valley | Protected Data | Protected Data | Protected Data | Commercial | n/a | 2017 | 2018 | n/a
Xcel Energy | 85 | 13781 | IOU | OID2946381 | 3.747 | Solar |  |  | Interconnected | Golden Valley | Protected Data | Protected Data | Protected Data | Commercial | Solar* Rewards | 2017 | 2018 | n/a
Xcel Energy | 85 | 13781 | IOU | OID2946401 | 3.747 | Solar |  |  | Interconnected | Golden Valley | Protected Data | Protected Data | Protected Data | Commercial | Solar* Rewards | 2017 | 2018 | n/a
Xcel Energy | 85 | 13781 | IOU | OID2946406 | 3.747 | Solar |  |  | Interconnected | Golden Valley | Protected Data | Protected Data | Protected Data | Commercial | Solar* Rewards | 2017 | 2018 | n/a
Xcel Energy | 85 | 13781 | IOU | OID2946410 | 3.747 | Solar |  |  | Interconnected | Golden Valley | Protected Data | Protected Data | Protected Data | Commercial | Solar* Rewards | 2017 | 2018 | n/a
Xcel Energy | 85 | 13781 | IOU | OID2946414 | 3.747 | Solar |  |  | Interconnected | Golden Valley | Protected Data | Protected Data | Protected Data | Commercial | Solar* Rewards | 2017 | 2018 | n/a
Xcel Energy | 85 | 13781 | IOU | OID2946448 | 302.4 | Solar |  |  | Interconnected | Saint Paul | Protected Data | Protected Data | Protected Data | Commercial | n/a | 2017 | 2017 | n/a
Xcel Energy | 85 | 13781 | IOU | OID2946457 | 3.747 | Solar |  |  | Interconnected | Golden Valley | Protected Data | Protected Data | Protected Data | Commercial | Solar* Rewards | 2017 | 2018 | n/a
Xcel Energy | 85 | 13781 | IOU | OID2946465 | 3.747 | Solar |  |  | Interconnected | Golden Valley | Protected Data | Protected Data | Protected Data | Commercial | Solar* Rewards | 2017 | 2018 | n/a
Xcel Energy | 85 | 13781 | IOU | OID2946468 | 92.4 | Solar |  |  | Interconnected | Saint Paul | Protected Data | Protected Data | Protected Data | Commercial | n/a | 2017 | 2017 | n/a
Xcel Energy | 85 | 13781 | IOU | OID2946471 | 3.747 | Solar |  |  | Interconnected | Golden Valley | Protected Data | Protected Data | Protected Data | Commercial | Solar* Rewards | 2017 | 2018 | n/a
Xcel Energy | 85 | 13781 | IOU | OID2946532 | 2.962 | Solar |  |  | Interconnected | Golden Valley | Protected Data | Protected Data | Protected Data | Commercial | Solar* Rewards | 2017 | 2018 | n/a
Xcel Energy | 85 | 13781 | IOU | OID2946533 | 2.962 | Solar |  |  | Interconnected | Golden Valley | Protected Data | Protected Data | Protected Data | Commercial | Solar* Rewards | 2017 | 2018 | n/a
Xcel Energy | 85 | 13781 | IOU | OID2946534 | 2.962 | Solar |  |  | Interconnected | Golden Valley | Protected Data | Protected Data | Protected Data | Commercial | Solar* Rewards | 2017 | 2018 | n/a
Xcel Energy | 85 | 13781 | IOU | OID2946535 | 2.962 | Solar |  |  | Interconnected | Golden Valley | Protected Data | Protected Data | Protected Data | Commercial | Solar* Rewards | 2017 | 2018 | n/a
Xcel Energy | 85 | 13781 | IOU | OID2946536 | 2.962 | Solar |  |  | Interconnected | Golden Valley | Protected Data | Protected Data | Protected Data | Commercial | Solar* Rewards | 2017 | 2018 | n/a
Xcel Energy | 85 | 13781 | IOU | OID2946538 | 2.962 | Solar |  |  | Interconnected | Golden Valley | Protected Data | Protected Data | Protected Data | Commercial | Solar* Rewards | 2017 | 2018 | n/a
Xcel Energy | 85 | 13781 | IOU | OID2946539 | 2.962 | Solar |  |  | Interconnected | Golden Valley | Protected Data | Protected Data | Protected Data | Commercial | Solar* Rewards | 2017 | 2018 | n/a
Xcel Energy | 85 | 13781 | IOU | OID2946540 | 3.747 | Solar |  |  | Interconnected | Golden Valley | Protected Data | Protected Data | Protected Data | Residential | Solar* Rewards | 2017 | 2018 | n/a
Xcel Energy | 85 | 13781 | IOU | OID2946541 | 3.747 | Solar |  |  | Interconnected | Golden Valley | Protected Data | Protected Data | Protected Data | Residential | Solar* Rewards | 2017 | 2018 | n/a
Xcel Energy | 85 | 13781 | IOU | OID2946542 | 6 | Solar |  |  | Interconnected | Golden Valley | Protected Data | Protected Data | Protected Data | Commercial | Solar* Rewards | 2017 | 2018 | n/a
Xcel Energy | 85 | 13781 | IOU | OID2946543 | 6 | Solar |  |  | Interconnected | Golden Valley | Protected Data | Protected Data | Protected Data | Commercial | Solar* Rewards | 2017 | 2018 | n/a
Xcel Energy | 85 | 13781 | IOU | OID2946544 | 6 | Solar |  |  | Interconnected | Golden Valley | Protected Data | Protected Data | Protected Data | Commercial | Solar* Rewards | 2017 | 2018 | n/a
Xcel Energy | 85 | 13781 | IOU | OID2946545 | 6 | Solar |  |  | Interconnected | Golden Valley | Protected Data | Protected Data | Protected Data | Commercial | Solar* Rewards | 2017 | 2018 | n/a
Xcel Energy | 85 | 13781 | IOU | OID2946546 | 6 | Solar |  |  | Interconnected | Golden Valley | Protected Data | Protected Data | Protected Data | Commercial | Solar* Rewards | 2017 | 2018 | n/a
Xcel Energy | 85 | 13781 | IOU | OID2946547 | 6 | Solar |  |  | Interconnected | Golden Valley | Protected Data | Protected Data | Protected Data | Commercial | Solar* Rewards | 2017 | 2018 | n/a
Xcel Energy | 85 | 13781 | IOU | OID2948115 | 2.962 | Solar |  |  | Interconnected | Golden Valley | Protected Data | Protected Data | Protected Data | Commercial | Solar* Rewards | 2017 | 2018 | n/a
Xcel Energy | 85 | 13781 | IOU | OID2948316 | 9.94 | Solar |  |  | Interconnected | Maple Grove | Protected Data | Protected Data | Protected Data | Residential | Solar* Rewards | 2017 | 2017 | n/a
Xcel Energy | 85 | 13781 | IOU | OID2948646 | 18 | Solar |  |  | Interconnected | Waseca | Protected Data | Protected Data | Protected Data | Residential | Solar* Rewards | 2017 | 2018 | n/a
Xcel Energy | 85 | 13781 | IOU | OID2948747 | 6 | Solar |  |  | Interconnected | Richfield | Protected Data | Protected Data | Protected Data | Residential | Made In MN | 2017 | 2017 | n/a
Xcel Energy | 85 | 13781 | IOU | OID2949293 | 9.94 | Solar |  |  | Interconnected | Shafer | Protected Data | Protected Data | Protected Data | Residential | Made In MN | 2017 | 2017 | n/a
Xcel Energy | 85 | 13781 | IOU | OID2949339 | 9.94 | Solar |  |  | Interconnected | Stillwater | Protected Data | Protected Data | Protected Data | Residential | Made In MN | 2017 | 2017 | n/a
Xcel Energy | 85 | 13781 | IOU | OID2949375 | 99.9 | Solar |  |  | Interconnected | Lakeville | Protected Data | Protected Data | Protected Data | Commercial | n/a | 2017 | 2017 | n/a
Xcel Energy | 85 | 13781 | IOU | OID2949583 | 7.63 | Solar |  |  | Interconnected | Minneapolis | Protected Data | Protected Data | Protected Data | Residential | Made In MN | 2017 | 2017 | n/a
Xcel Energy | 85 | 13781 | IOU | OID2949625 | 7.63 | Solar |  |  | Interconnected | Hugo | Protected Data | Protected Data | Protected Data | Residential | Made In MN | 2017 | 2017 | n/a
Xcel Energy | 85 | 13781 | IOU | OID2949657 | 18 | Solar |  |  | Interconnected | Byron | Protected Data | Protected Data | Protected Data | Commercial | Solar* Rewards | 2017 | 2017 | n/a
Xcel Energy | 85 | 13781 | IOU | OID2949701 | 36 | Solar |  |  | Interconnected | Byron | Protected Data | Protected Data | Protected Data | Commercial | n/a | 2017 | 2018 | n/a
Xcel Energy | 85 | 13781 | IOU | OID2950532 | 19.999 | Solar |  |  | Interconnected | Mendota Heights | Protected Data | Protected Data | Protected Data | Commercial | Solar* Rewards | 2017 | 2017 | n/a
Xcel Energy | 85 | 13781 | IOU | OID2950539 | 19.999 | Solar |  |  | Interconnected | Mendota Heights | Protected Data | Protected Data | Protected Data | Commercial | Solar* Rewards | 2017 | 2017 | n/a
Xcel Energy | 85 | 13781 | IOU | OID2950541 | 19.999 | Solar |  |  | Interconnected | Mendota Heights | Protected Data | Protected Data | Protected Data | Commercial | Solar* Rewards | 2017 | 2017 | n/a
Xcel Energy | 85 | 13781 | IOU | OID2953320 | 5.94 | Solar |  |  | Interconnected | Saint Paul | Protected Data | Protected Data | Protected Data | Residential | Made In MN | 2017 | 2017 | n/a
Xcel Energy | 85 | 13781 | IOU | OID2954278 | 6 | Solar |  |  | Interconnected | Shoreview | Protected Data | Protected Data | Protected Data | Residential | Made In MN | 2017 | 2017 | n/a
Xcel Energy | 85 | 13781 | IOU | OID2954343 | 2.88 | Solar |  |  | Interconnected | Saint Paul | Protected Data | Protected Data | Protected Data | Residential | Made In MN | 2017 | 2017 | n/a
Xcel Energy | 85 | 13781 | IOU | OID2954428 | 9.94 | Solar |  |  | Interconnected | Mounds View | Protected Data | Protected Data | Protected Data | Residential | Solar* Rewards | 2017 | 2017 | n/a
Xcel Energy | 85 | 13781 | IOU | OID2954438 | 7.63 | Solar |  |  | Interconnected | Saint Paul | Protected Data | Protected Data | Protected Data | Residential | Made In MN | 2017 | 2017 | n/a
Xcel Energy | 85 | 13781 | IOU | OID2954924 | 3.8 | Solar |  |  | Interconnected | Faribault | Protected Data | Protected Data | Protected Data | Residential | Made In MN | 2017 | 2017 | n/a
Xcel Energy | 85 | 13781 | IOU | OID2954941 | 7.625 | Solar |  |  | Interconnected | Minnetonka | Protected Data | Protected Data | Protected Data | Residential | Made In MN | 2017 | 2017 | n/a
Xcel Energy | 85 | 13781 | IOU | OID2954964 | 9.94 | Solar |  |  | Interconnected | Lindstrom | Protected Data | Protected Data | Protected Data | Residential | Made In MN | 2017 | 2017 | n/a
Xcel Energy | 85 | 13781 | IOU | OID2954972 | 7.63 | Solar |  |  | Interconnected | Bloomington | Protected Data | Protected Data | Protected Data | Residential | Made In MN | 2017 | 2017 | n/a
Xcel Energy | 85 | 13781 | IOU | OID2954982 | 7.63 | Solar |  |  | Interconnected | Eden Prairie | Protected Data | Protected Data | Protected Data | Residential | Made In MN | 2017 | 2017 | n/a
Xcel Energy | 85 | 13781 | IOU | OID2954996 | 33.6 | Solar |  |  | Interconnected | Saint Paul | Protected Data | Protected Data | Protected Data | Commercial | Made In MN | 2017 | 2017 | n/a
Xcel Energy | 85 | 13781 | IOU | OID2955529 | 9.93 | Solar |  |  | Interconnected | Minneapolis | Protected Data | Protected Data | Protected Data | Commercial | Solar* Rewards | 2017 | 2017 | n/a
Xcel Energy | 85 | 13781 | IOU | OID2955630 | 12 | Solar |  |  | Interconnected | Scandia | Protected Data | Protected Data | Protected Data | Residential | Solar* Rewards | 2017 | 2017 | n/a
Xcel Energy | 85 | 13781 | IOU | OID2955641 | 3.8 | Solar |  |  | Interconnected | Saint Paul | Protected Data | Protected Data | Protected Data | Residential | Solar* Rewards | 2017 | 2017 | n/a
Xcel Energy | 85 | 13781 | IOU | OID2955676 | 7.63 | Solar |  |  | Interconnected | Cold Spring | Protected Data | Protected Data | Protected Data | Residential | Solar* Rewards | 2017 | 2017 | n/a
Xcel Energy | 85 | 13781 | IOU | OID2955703 | 19.02 | Solar |  |  | Interconnected | Hamburg | Protected Data | Protected Data | Protected Data | Residential | Solar* Rewards | 2017 | 2017 | n/a
Xcel Energy | 85 | 13781 | IOU | OID2955707 | 4.32 | Solar |  |  | Interconnected | Minneapolis | Protected Data | Protected Data | Protected Data | Residential | Solar* Rewards | 2017 | 2017 | n/a
Xcel Energy | 85 | 13781 | IOU | OID2955714 | 11.39 | Solar |  |  | Interconnected | Brooklyn Park | Protected Data | Protected Data | Protected Data | Residential | Solar* Rewards | 2017 | 2017 | n/a
Xcel Energy | 85 | 13781 | IOU | OID2955734 | 2.88 | Solar |  |  | Interconnected | North Oaks | Protected Data | Protected Data | Protected Data | Residential | Solar* Rewards | 2017 | 2017 | n/a
Xcel Energy | 85 | 13781 | IOU | OID2955763 | 9.94 | Solar |  |  | Interconnected | Morristown | Protected Data | Protected Data | Protected Data | Residential | Solar* Rewards | 2017 | 2017 | n/a
Xcel Energy | 85 | 13781 | IOU | OID2955779 | 11.39 | Solar |  |  | Interconnected | Rogers | Protected Data | Protected Data | Protected Data | Residential | Solar* Rewards | 2017 | 2017 | n/a
Xcel Energy | 85 | 13781 | IOU | OID2955790 | 9.94 | Solar |  |  | Interconnected | Stillwater | Protected Data | Protected Data | Protected Data | Residential | Solar* Rewards | 2017 | 2017 | n/a
Xcel Energy | 85 | 13781 | IOU | OID2955821 | 6 | Solar |  |  | Interconnected | Woodbury | Protected Data | Protected Data | Protected Data | Residential | Solar* Rewards | 2017 | 2017 | n/a
Xcel Energy | 85 | 13781 | IOU | OID2955860 | 7.63 | Solar |  |  | Interconnected | Saint Paul | Protected Data | Protected Data | Protected Data | Residential | Solar* Rewards | 2017 | 2017 | n/a
Xcel Energy | 85 | 13781 | IOU | OID2955869 | 3.8 | Solar |  |  | Interconnected | Minneapolis | Protected Data | Protected Data | Protected Data | Residential | Solar* Rewards | 2017 | 2017 | n/a
Xcel Energy | 85 | 13781 | IOU | OID2955883 | 13.63 | Solar |  |  | Interconnected | Afton | Protected Data | Protected Data | Protected Data | Residential | Solar* Rewards | 2017 | 2017 | n/a
Xcel Energy | 85 | 13781 | IOU | OID2955888 | 7.63 | Solar |  |  | Interconnected | Plymouth | Protected Data | Protected Data | Protected Data | Residential | Solar* Rewards | 2017 | 2017 | n/a
Xcel Energy | 85 | 13781 | IOU | OID2956162 | 9.94 | Solar |  |  | Interconnected | Albany | Protected Data | Protected Data | Protected Data | Residential | Made In MN | 2017 | 2017 | n/a
Xcel Energy | 85 | 13781 | IOU | OID2956202 | 7.63 | Solar |  |  | Interconnected | Brooklyn Park | Protected Data | Protected Data | Protected Data | Residential | Solar* Rewards | 2017 | 2017 | n/a
Xcel Energy | 85 | 13781 | IOU | OID2956219 | 3.24 | Solar |  |  | Interconnected | Minneapolis | Protected Data | Protected Data | Protected Data | Residential | Made In MN | 2017 | 2017 | n/a
Xcel Energy | 85 | 13781 | IOU | OID2956539 | 6 | Solar |  |  | Interconnected | Saint Paul | Protected Data | Protected Data | Protected Data | Residential | Made In MN | 2017 | 2017 | n/a
Xcel Energy | 85 | 13781 | IOU | OID2956544 | 7.63 | Solar |  |  | Interconnected | Eden Prairie | Protected Data | Protected Data | Protected Data | Residential | Made In MN | 2017 | 2017 | n/a
Xcel Energy | 85 | 13781 | IOU | OID2956545 | 3.8 | Solar |  |  | Interconnected | Minneapolis | Protected Data | Protected Data | Protected Data | Residential | Made In MN | 2017 | 2017 | n/a
Xcel Energy | 85 | 13781 | IOU | OID2956546 | 17.565 | Solar |  |  | Interconnected | Minneapolis | Protected Data | Protected Data | Protected Data | Commercial | Solar* Rewards | 2017 | 2017 | n/a
Xcel Energy | 85 | 13781 | IOU | OID2956555 | 10 | Solar |  |  | Interconnected | Rollingstone | Protected Data | Protected Data | Protected Data | Residential | Solar* Rewards | 2017 | 2017 | n/a
Xcel Energy | 85 | 13781 | IOU | OID2957035 | 19.999 | Solar |  |  | Interconnected | Champlin | Protected Data | Protected Data | Protected Data | Commercial | Solar* Rewards | 2017 | 2018 | n/a
Xcel Energy | 85 | 13781 | IOU | OID2957390 | 101.4 | Solar |  |  | Interconnected | Eden Prairie | Protected Data | Protected Data | Protected Data | Commercial | n/a | 2017 | 2017 | n/a
Xcel Energy | 85 | 13781 | IOU | OID2957549 | 7.63 | Solar |  |  | Interconnected | Minnetonka | Protected Data | Protected Data | Protected Data | Residential | Solar* Rewards | 2017 | 2017 | n/a
Xcel Energy | 85 | 13781 | IOU | OID2959556 | 7.63 | Solar |  |  | Interconnected | Annandale | Protected Data | Protected Data | Protected Data | Residential | Solar* Rewards | 2017 | 2017 | n/a
Xcel Energy | 85 | 13781 | IOU | OID2959711 | 7.63 | Solar |  |  | Interconnected | Minneapolis | Protected Data | Protected Data | Protected Data | Commercial | Made In MN | 2017 | 2017 | n/a
Xcel Energy | 85 | 13781 | IOU | OID2959804 | 3.8 | Solar |  |  | Interconnected | Edina | Protected Data | Protected Data | Protected Data | Residential | Solar* Rewards | 2017 | 2017 | n/a
Xcel Energy | 85 | 13781 | IOU | OID2959893 | 9.94 | Solar |  |  | Interconnected | Mankato | Protected Data | Protected Data | Protected Data | Commercial | Made In MN | 2017 | 2017 | n/a
Xcel Energy | 85 | 13781 | IOU | OID2960300 | 6.72 | Solar |  |  | Interconnected | Minneapolis | Protected Data | Protected Data | Protected Data | Residential | Made In MN | 2017 | 2017 | n/a
Xcel Energy | 85 | 13781 | IOU | OID2961366 | 7.63 | Solar |  |  | Interconnected | Orono | Protected Data | Protected Data | Protected Data | Residential | Made In MN | 2017 | 2017 | n/a
Xcel Energy | 85 | 13781 | IOU | OID2961381 | 8.91 | Solar |  |  | Interconnected | Saint Paul | Protected Data | Protected Data | Protected Data | Residential | Made In MN | 2017 | 2017 | n/a
Xcel Energy | 85 | 13781 | IOU | OID2961447 | 9.94 | Solar |  |  | Interconnected | Waseca | Protected Data | Protected Data | Protected Data | Residential | Made In MN | 2017 | 2018 | n/a
Xcel Energy | 85 | 13781 | IOU | OID2961913 | 9.94 | Solar |  |  | Interconnected | Woodbury | Protected Data | Protected Data | Protected Data | Residential | Made In MN | 2017 | 2017 | n/a
Xcel Energy | 85 | 13781 | IOU | OID2962419 | 9.94 | Solar |  |  | Interconnected | Golden Valley | Protected Data | Protected Data | Protected Data | Residential | Made In MN | 2017 | 2017 | n/a
Xcel Energy | 85 | 13781 | IOU | OID2962578 | 3.8 | Solar |  |  | Interconnected | Minneapolis | Protected Data | Protected Data | Protected Data | Residential | Made In MN | 2017 | 2017 | n/a
Xcel Energy | 85 | 13781 | IOU | OID2962586 | 7.63 | Solar |  |  | Interconnected | Minneapolis | Protected Data | Protected Data | Protected Data | Residential | Made In MN | 2017 | 2017 | n/a
Xcel Energy | 85 | 13781 | IOU | OID2962622 | 2.17 | Solar |  |  | Interconnected | La Crescent | Protected Data | Protected Data | Protected Data | Residential | n/a | 2017 | 2017 | n/a
Xcel Energy | 85 | 13781 | IOU | OID2962669 | 6 | Solar |  |  | Interconnected | Minneapolis | Protected Data | Protected Data | Protected Data | Residential | Made In MN | 2017 | 2017 | n/a
Xcel Energy | 85 | 13781 | IOU | OID2962675 | 5 | Solar |  |  | Interconnected | Minneapolis | Protected Data | Protected Data | Protected Data | Residential | Made In MN | 2017 | 2017 | n/a
Xcel Energy | 85 | 13781 | IOU | OID2962705 | 6 | Solar |  |  | Interconnected | Coon Rapids | Protected Data | Protected Data | Protected Data | Residential | Made In MN | 2017 | 2017 | n/a
Xcel Energy | 85 | 13781 | IOU | OID2962857 | 5 | Solar |  |  | Interconnected | Shoreview | Protected Data | Protected Data | Protected Data | Residential | Made In MN | 2017 | 2017 | n/a
Xcel Energy | 85 | 13781 | IOU | OID2962971 | 6 | Solar |  |  | Interconnected | Mendota Heights | Protected Data | Protected Data | Protected Data | Residential | Made In MN | 2017 | 2017 | n/a
Xcel Energy | 85 | 13781 | IOU | OID2963009 | 7.63 | Solar |  |  | Interconnected | Richfield | Protected Data | Protected Data | Protected Data | Residential | Made In MN | 2017 | 2017 | n/a
Xcel Energy | 85 | 13781 | IOU | OID2963035 | 3.8 | Solar |  |  | Interconnected | Minneapolis | Protected Data | Protected Data | Protected Data | Residential | Made In MN | 2017 | 2017 | n/a
Xcel Energy | 85 | 13781 | IOU | OID2963042 | 9.94 | Solar |  |  | Interconnected | Stillwater | Protected Data | Protected Data | Protected Data | Residential | Made In MN | 2017 | 2018 | n/a
Xcel Energy | 85 | 13781 | IOU | OID2963048 | 6 | Solar |  |  | Interconnected | Ruthton | Protected Data | Protected Data | Protected Data | Residential | Made In MN | 2017 | 2017 | n/a
Xcel Energy | 85 | 13781 | IOU | OID2963083 | 8.91 | Solar |  |  | Interconnected | Minneapolis | Protected Data | Protected Data | Protected Data | Residential | Made In MN | 2017 | 2017 | n/a
Xcel Energy | 85 | 13781 | IOU | OID2963108 | 5 | Solar |  |  | Interconnected | Minneapolis | Protected Data | Protected Data | Protected Data | Residential | Made In MN | 2017 | 2017 | n/a
Xcel Energy | 85 | 13781 | IOU | OID2963128 | 3.8 | Solar |  |  | Interconnected | Minneapolis | Protected Data | Protected Data | Protected Data | Residential | Made In MN | 2017 | 2018 | n/a
Xcel Energy | 85 | 13781 | IOU | OID2963137 | 9.94 | Solar |  |  | Interconnected | Saint Paul | Protected Data | Protected Data | Protected Data | Residential | Made In MN | 2017 | 2017 | n/a
Xcel Energy | 85 | 13781 | IOU | OID2963153 | 5 | Solar |  |  | Interconnected | Minneapolis | Protected Data | Protected Data | Protected Data | Residential | Made In MN | 2017 | 2018 | n/a
Xcel Energy | 85 | 13781 | IOU | OID2963158 | 5 | Solar |  |  | Interconnected | Minneapolis | Protected Data | Protected Data | Protected Data | Residential | Made In MN | 2017 | 2018 | n/a
Xcel Energy | 85 | 13781 | IOU | OID2963169 | 3.8 | Solar |  |  | Interconnected | Roseville | Protected Data | Protected Data | Protected Data | Residential | Made In MN | 2017 | 2017 | n/a
Xcel Energy | 85 | 13781 | IOU | OID2963179 | 4.05 | Solar |  |  | Interconnected | Golden Valley | Protected Data | Protected Data | Protected Data | Residential | Made In MN | 2017 | 2017 | n/a
Xcel Energy | 85 | 13781 | IOU | OID2963186 | 7.63 | Solar |  |  | Interconnected | Stillwater | Protected Data | Protected Data | Protected Data | Residential | Made In MN | 2017 | 2018 | n/a
Xcel Energy | 85 | 13781 | IOU | OID2963202 | 3.24 | Solar |  |  | Interconnected | Edina | Protected Data | Protected Data | Protected Data | Residential | Made In MN | 2017 | 2017 | n/a
Xcel Energy | 85 | 13781 | IOU | OID2963205 | 9.94 | Solar |  |  | Interconnected | Willernie | Protected Data | Protected Data | Protected Data | Residential | Made In MN | 2017 | 2018 | n/a
Xcel Energy | 85 | 13781 | IOU | OID2963234 | 4.8 | Solar |  |  | Interconnected | Minneapolis | Protected Data | Protected Data | Protected Data | Residential | Made In MN | 2017 | 2018 | n/a
Xcel Energy | 85 | 13781 | IOU | OID2963241 | 7.63 | Solar |  |  | Interconnected | Little Canada | Protected Data | Protected Data | Protected Data | Residential | Made In MN | 2017 | 2017 | n/a
Xcel Energy | 85 | 13781 | IOU | OID2963257 | 9.94 | Solar |  |  | Interconnected | Hastings | Protected Data | Protected Data | Protected Data | Residential | Made In MN | 2017 | 2017 | n/a
Xcel Energy | 85 | 13781 | IOU | OID2963274 | 7.63 | Solar |  |  | Interconnected | Saint Paul | Protected Data | Protected Data | Protected Data | Residential | Made In MN | 2017 | 2017 | n/a
Xcel Energy | 85 | 13781 | IOU | OID2963290 | 7.625 | Solar |  |  | Interconnected | Bloomington | Protected Data | Protected Data | Protected Data | Residential | Made In MN | 2017 | 2018 | n/a
Xcel Energy | 85 | 13781 | IOU | OID2963404 | 3 | Solar |  |  | Interconnected | Roseville | Protected Data | Protected Data | Protected Data | Residential | Made In MN | 2017 | 2017 | n/a
Xcel Energy | 85 | 13781 | IOU | OID2963547 | 9.94 | Solar |  |  | Interconnected | Northfield | Protected Data | Protected Data | Protected Data | Residential | Made In MN | 2017 | 2018 | n/a
Xcel Energy | 85 | 13781 | IOU | OID2963621 | 5.06 | Solar |  |  | Interconnected | Eagan | Protected Data | Protected Data | Protected Data | Residential | Made In MN | 2017 | 2018 | n/a
Xcel Energy | 85 | 13781 | IOU | OID2963654 | 7.59 | Solar |  |  | Interconnected | Minneapolis | Protected Data | Protected Data | Protected Data | Residential | Made In MN | 2017 | 2018 | n/a
Xcel Energy | 85 | 13781 | IOU | OID2963738 | 5 | Solar |  |  | Interconnected | Saint Paul | Protected Data | Protected Data | Protected Data | Residential | Made In MN | 2017 | 2017 | n/a
Xcel Energy | 85 | 13781 | IOU | OID2963804 | 9.94 | Solar |  |  | Interconnected | Northfield | Protected Data | Protected Data | Protected Data | Residential | Made In MN | 2017 | 2017 | n/a
Xcel Energy | 85 | 13781 | IOU | OID2963857 | 9.94 | Solar |  |  | Interconnected | North Oaks | Protected Data | Protected Data | Protected Data | Residential | Made In MN | 2017 | 2017 | n/a
Xcel Energy | 85 | 13781 | IOU | OID2963911 | 3 | Solar |  |  | Interconnected | Vadnais Heights | Protected Data | Protected Data | Protected Data | Residential | Made In MN | 2017 | 2017 | n/a
Xcel Energy | 85 | 13781 | IOU | OID2964180 | 5 | Solar |  |  | Interconnected | Minneapolis | Protected Data | Protected Data | Protected Data | Residential | Made In MN | 2017 | 2018 | n/a
Xcel Energy | 85 | 13781 | IOU | OID2964254 | 7.92 | Solar |  |  | Interconnected | Mendota Heights | Protected Data | Protected Data | Protected Data | Residential | Made In MN | 2017 | 2017 | n/a
Xcel Energy | 85 | 13781 | IOU | OID2964300 | 9.94 | Solar |  |  | Interconnected | Lindstrom | Protected Data | Protected Data | Protected Data | Residential | Made In MN | 2017 | 2017 | n/a
Xcel Energy | 85 | 13781 | IOU | OID2964383 | 3.8 | Solar |  |  | Interconnected | Minneapolis | Protected Data | Protected Data | Protected Data | Residential | Made In MN | 2017 | 2017 | n/a
Xcel Energy | 85 | 13781 | IOU | OID2964394 | 7.625 | Solar |  |  | Interconnected | Saint Cloud | Protected Data | Protected Data | Protected Data | Residential | Made In MN | 2017 | 2017 | n/a
Xcel Energy | 85 | 13781 | IOU | OID2964414 | 9.94 | Solar |  |  | Interconnected | Scandia | Protected Data | Protected Data | Protected Data | Residential | Made In MN | 2017 | 2018 | n/a
Xcel Energy | 85 | 13781 | IOU | OID2964441 | 6 | Solar |  |  | Interconnected | Minneapolis | Protected Data | Protected Data | Protected Data | Commercial | Made In MN | 2017 | 2017 | n/a
Xcel Energy | 85 | 13781 | IOU | OID2964444 | 7.63 | Solar |  |  | Interconnected | Shafer | Protected Data | Protected Data | Protected Data | Residential | Made In MN | 2017 | 2018 | n/a
Xcel Energy | 85 | 13781 | IOU | OID2964452 | 5 | Solar |  |  | Interconnected | Roseville | Protected Data | Protected Data | Protected Data | Residential | Made In MN | 2017 | 2017 | n/a
Xcel Energy | 85 | 13781 | IOU | OID2964462 | 7.63 | Solar |  |  | Interconnected | Eden Prairie | Protected Data | Protected Data | Protected Data | Residential | Made In MN | 2017 | 2018 | n/a
Xcel Energy | 85 | 13781 | IOU | OID2964556 | 7.63 | Solar |  |  | Interconnected | Saint Paul | Protected Data | Protected Data | Protected Data | Residential | Made In MN | 2017 | 2017 | n/a
Xcel Energy | 85 | 13781 | IOU | OID2964606 | 9.94 | Solar |  |  | Interconnected | Fridley | Protected Data | Protected Data | Protected Data | Residential | Made In MN | 2017 | 2017 | n/a
Xcel Energy | 85 | 13781 | IOU | OID2964739 | 6 | Solar |  |  | Interconnected | Minneapolis | Protected Data | Protected Data | Protected Data | Residential | Made In MN | 2017 | 2017 | n/a
Xcel Energy | 85 | 13781 | IOU | OID2964798 | 7.63 | Solar |  |  | Interconnected | Saint Michael | Protected Data | Protected Data | Protected Data | Residential | Made In MN | 2017 | 2017 | n/a
Xcel Energy | 85 | 13781 | IOU | OID2964880 | 5.4 | Solar |  |  | Interconnected | Minnetonka | Protected Data | Protected Data | Protected Data | Residential | Made In MN | 2017 | 2018 | n/a
Xcel Energy | 85 | 13781 | IOU | OID2964956 | 5 | Solar |  |  | Interconnected | Saint Paul | Protected Data | Protected Data | Protected Data | Residential | Made In MN | 2017 | 2018 | n/a
Xcel Energy | 85 | 13781 | IOU | OID2965234 | 7.625 | Solar |  |  | Interconnected | Woodbury | Protected Data | Protected Data | Protected Data | Residential | Made In MN | 2017 | 2017 | n/a
Xcel Energy | 85 | 13781 | IOU | OID2965942 | 39.998 | Solar |  |  | Interconnected | Rogers | Protected Data | Protected Data | Protected Data | Commercial | Made In MN | 2017 | 2017 | n/a
Xcel Energy | 85 | 13781 | IOU | OID2965943 | 19.999 | Solar |  |  | Interconnected | Saint Cloud | Protected Data | Protected Data | Protected Data | Commercial | Solar* Rewards | 2017 | 2018 | n/a
Xcel Energy | 85 | 13781 | IOU | OID2966217 | 9.94 | Solar |  |  | Interconnected | Elko New Market | Protected Data | Protected Data | Protected Data | Residential | Made In MN | 2017 | 2017 | n/a
Xcel Energy | 85 | 13781 | IOU | OID2966262 | 7.63 | Solar |  |  | Interconnected | Minneapolis | Protected Data | Protected Data | Protected Data | Residential | Made In MN | 2017 | 2017 | n/a
Xcel Energy | 85 | 13781 | IOU | OID2966322 | 9.94 | Solar |  |  | Interconnected | North Oaks | Protected Data | Protected Data | Protected Data | Residential | Made In MN | 2017 | 2017 | n/a
Xcel Energy | 85 | 13781 | IOU | OID2966384 | 39.998 | Solar |  |  | Interconnected | Plymouth | Protected Data | Protected Data | Protected Data | Commercial | Made In MN | 2017 | 2017 | n/a
Xcel Energy | 85 | 13781 | IOU | OID2966467 | 33.4 | Solar |  |  | Interconnected | New Brighton | Protected Data | Protected Data | Protected Data | Commercial | Made In MN | 2017 | 2017 | n/a
Xcel Energy | 85 | 13781 | IOU | OID2966487 | 19.999 | Solar |  |  | Interconnected | Eden Prairie | Protected Data | Protected Data | Protected Data | Commercial | Solar* Rewards | 2017 | 2018 | n/a
Xcel Energy | 85 | 13781 | IOU | OID2966493 | 19.999 | Solar |  |  | Interconnected | Prior Lake | Protected Data | Protected Data | Protected Data | Commercial | Solar* Rewards | 2017 | 2017 | n/a
Xcel Energy | 85 | 13781 | IOU | OID2966614 | 19.999 | Solar |  |  | Interconnected | Eden Prairie | Protected Data | Protected Data | Protected Data | Commercial | Solar* Rewards | 2017 | 2018 | n/a
Xcel Energy | 85 | 13781 | IOU | OID2966641 | 19.999 | Solar |  |  | Interconnected | Eden Prairie | Protected Data | Protected Data | Protected Data | Commercial | Solar* Rewards | 2017 | 2017 | n/a
Xcel Energy | 85 | 13781 | IOU | OID2966656 | 19.999 | Solar |  |  | Interconnected | Eden Prairie | Protected Data | Protected Data | Protected Data | Commercial | Solar* Rewards | 2017 | 2018 | n/a
Xcel Energy | 85 | 13781 | IOU | OID2966667 | 19.999 | Solar |  |  | Interconnected | Eden Prairie | Protected Data | Protected Data | Protected Data | Commercial | Solar* Rewards | 2017 | 2018 | n/a
Xcel Energy | 85 | 13781 | IOU | OID2966726 | 19.999 | Solar |  |  | Interconnected | Eden Prairie | Protected Data | Protected Data | Protected Data | Commercial | Solar* Rewards | 2017 | 2018 | n/a
Xcel Energy | 85 | 13781 | IOU | OID2966744 | 19.999 | Solar |  |  | Interconnected | Eden Prairie | Protected Data | Protected Data | Protected Data | Commercial | Solar* Rewards | 2017 | 2018 | n/a
Xcel Energy | 85 | 13781 | IOU | OID2966773 | 19.999 | Solar |  |  | Interconnected | Eden Prairie | Protected Data | Protected Data | Protected Data | Commercial | Solar* Rewards | 2017 | 2017 | n/a
Xcel Energy | 85 | 13781 | IOU | OID2966779 | 19.999 | Solar |  |  | Interconnected | Eden Prairie | Protected Data | Protected Data | Protected Data | Commercial | Solar* Rewards | 2017 | 2017 | n/a
Xcel Energy | 85 | 13781 | IOU | OID2966793 | 5 | Solar |  |  | Interconnected | Saint Anthony | Protected Data | Protected Data | Protected Data | Residential | Made In MN | 2017 | 2017 | n/a
Xcel Energy | 85 | 13781 | IOU | OID2966819 | 9.94 | Solar |  |  | Interconnected | Mendota Heights | Protected Data | Protected Data | Protected Data | Residential | Made In MN | 2017 | 2017 | n/a
Xcel Energy | 85 | 13781 | IOU | OID2966870 | 6 | Solar |  |  | Interconnected | Saint Paul | Protected Data | Protected Data | Protected Data | Residential | Made In MN | 2017 | 2017 | n/a
Xcel Energy | 85 | 13781 | IOU | OID2966959 | 9.94 | Solar |  |  | Interconnected | Eagan | Protected Data | Protected Data | Protected Data | Residential | Solar* Rewards | 2017 | 2017 | n/a
Xcel Energy | 85 | 13781 | IOU | OID2967060 | 11.377 | Solar |  |  | Interconnected | Minneapolis | Protected Data | Protected Data | Protected Data | Residential | Solar* Rewards | 2017 | 2017 | n/a
Xcel Energy | 85 | 13781 | IOU | OID2967325 | 5 | Solar |  |  | Interconnected | Bloomington | Protected Data | Protected Data | Protected Data | Residential | Solar* Rewards | 2017 | 2017 | n/a
Xcel Energy | 85 | 13781 | IOU | OID2967907 | 9.94 | Solar |  |  | Interconnected | Elysian | Protected Data | Protected Data | Protected Data | Residential | Made In MN | 2017 | 2018 | n/a
Xcel Energy | 85 | 13781 | IOU | OID2968285 | 17.57 | Solar |  |  | Interconnected | Watertown | Protected Data | Protected Data | Protected Data | Residential | Solar* Rewards | 2017 | 2018 | n/a
Xcel Energy | 85 | 13781 | IOU | OID2968686 | 9.94 | Solar |  |  | Interconnected | Stacy | Protected Data | Protected Data | Protected Data | Residential | Made In MN | 2017 | 2017 | n/a
Xcel Energy | 85 | 13781 | IOU | OID2968800 | 7.63 | Solar |  |  | Interconnected | Edina | Protected Data | Protected Data | Protected Data | Residential | Made In MN | 2017 | 2018 | n/a
Xcel Energy | 85 | 13781 | IOU | OID2968827 | 9.94 | Solar |  |  | Interconnected | Minneapolis | Protected Data | Protected Data | Protected Data | Residential | Made In MN | 2017 | 2017 | n/a
Xcel Energy | 85 | 13781 | IOU | OID2969093 | 43.53 | Solar |  |  | Interconnected | Glenwood | Protected Data | Protected Data | Protected Data | Commercial | Made In MN | 2017 | 2017 | n/a
Xcel Energy | 85 | 13781 | IOU | OID2969531 | 9.94 | Solar |  |  | Interconnected | Eagan | Protected Data | Protected Data | Protected Data | Residential | Solar* Rewards | 2017 | 2017 | n/a
Xcel Energy | 85 | 13781 | IOU | OID2970182 | 13.63 | Solar |  |  | Interconnected | Pine Island | Protected Data | Protected Data | Protected Data | Residential | Solar* Rewards | 2017 | 2017 | n/a
Xcel Energy | 85 | 13781 | IOU | OID2970210 | 7.63 | Solar |  |  | Interconnected | New Hope | Protected Data | Protected Data | Protected Data | Residential | Made In MN | 2017 | 2017 | n/a
Xcel Energy | 85 | 13781 | IOU | OID2971442 | 4.56 | Solar |  |  | Interconnected | Roseville | Protected Data | Protected Data | Protected Data | Residential | Solar* Rewards | 2017 | 2017 | n/a
Xcel Energy | 85 | 13781 | IOU | OID2971528 | 7.63 | Solar |  |  | Interconnected | Saint Paul | Protected Data | Protected Data | Protected Data | Residential | Made In MN | 2017 | 2017 | n/a
Xcel Energy | 85 | 13781 | IOU | OID2971538 | 18 | Solar |  |  | Interconnected | Minneapolis | Protected Data | Protected Data | Protected Data | Commercial | Solar* Rewards | 2017 | 2017 | n/a
Xcel Energy | 85 | 13781 | IOU | OID2971832 | 6 | Solar |  |  | Interconnected | Saint Paul | Protected Data | Protected Data | Protected Data | Residential | Made In MN | 2017 | 2017 | n/a
Xcel Energy | 85 | 13781 | IOU | OID2972029 | 6 | Solar |  |  | Interconnected | Minneapolis | Protected Data | Protected Data | Protected Data | Residential | Made In MN | 2017 | 2017 | n/a
Xcel Energy | 85 | 13781 | IOU | OID2972037 | 7.63 | Solar |  |  | Interconnected | Minneapolis | Protected Data | Protected Data | Protected Data | Residential | Made In MN | 2017 | 2017 | n/a
Xcel Energy | 85 | 13781 | IOU | OID2972044 | 9.94 | Solar |  |  | Interconnected | Taylors Falls | Protected Data | Protected Data | Protected Data | Residential | Made In MN | 2017 | 2018 | n/a
Xcel Energy | 85 | 13781 | IOU | OID2973157 | 7.625 | Solar |  |  | Interconnected | Woodbury | Protected Data | Protected Data | Protected Data | Residential | Made In MN | 2017 | 2017 | n/a
Xcel Energy | 85 | 13781 | IOU | OID2973257 | 7.63 | Solar |  |  | Interconnected | Cottage Grove | Protected Data | Protected Data | Protected Data | Residential | Made In MN | 2017 | 2017 | n/a
Xcel Energy | 85 | 13781 | IOU | OID2973442 | 6 | Solar |  |  | Interconnected | Minneapolis | Protected Data | Protected Data | Protected Data | Residential | Made In MN | 2017 | 2017 | n/a
Xcel Energy | 85 | 13781 | IOU | OID2975107 | 39.998 | Solar |  |  | Interconnected | Maple Grove | Protected Data | Protected Data | Protected Data | Commercial | Made In MN | 2017 | 2017 | n/a
Xcel Energy | 85 | 13781 | IOU | OID2975529 | 3.8 | Solar |  |  | Interconnected | Minneapolis | Protected Data | Protected Data | Protected Data | Residential | Made In MN | 2017 | 2017 | n/a
Xcel Energy | 85 | 13781 | IOU | OID2975744 | 7.625 | Solar |  |  | Interconnected | Buffalo | Protected Data | Protected Data | Protected Data | Residential | Made In MN | 2017 | 2017 | n/a
Xcel Energy | 85 | 13781 | IOU | OID2979504 | 11.39 | Solar |  |  | Interconnected | Mahtomedi | Protected Data | Protected Data | Protected Data | Commercial | Solar* Rewards | 2017 | 2017 | n/a
Xcel Energy | 85 | 13781 | IOU | OID2979536 | 3.747 | Solar |  |  | Interconnected | Minneapolis | Protected Data | Protected Data | Protected Data | Residential | Made In MN | 2017 | 2017 | n/a
Xcel Energy | 85 | 13781 | IOU | OID2979745 | 4.32 | Solar |  |  | Interconnected | Minneapolis | Protected Data | Protected Data | Protected Data | Residential | Made In MN | 2017 | 2017 | n/a
Xcel Energy | 85 | 13781 | IOU | OID2979814 | 11.5 | Solar |  |  | Interconnected | La Crescent | Protected Data | Protected Data | Protected Data | Residential | Solar* Rewards | 2017 | 2017 | n/a
Xcel Energy | 85 | 13781 | IOU | OID2981219 | 7.625 | Solar |  |  | Interconnected | Mendota Heights | Protected Data | Protected Data | Protected Data | Residential | Made In MN | 2017 | 2017 | n/a
Xcel Energy | 85 | 13781 | IOU | OID2981828 | 9.94 | Solar |  |  | Interconnected | Northfield | Protected Data | Protected Data | Protected Data | Residential | Made In MN | 2017 | 2017 | n/a
Xcel Energy | 85 | 13781 | IOU | OID2982631 | 6 | Solar |  |  | Interconnected | Saint Cloud | Protected Data | Protected Data | Protected Data | Residential | Made In MN | 2017 | 2017 | n/a
Xcel Energy | 85 | 13781 | IOU | OID2982698 | 0.23 | Solar |  |  | Interconnected | Eden Prairie | Protected Data | Protected Data | Protected Data | Residential | Made In MN | 2017 | 2018 | n/a
Xcel Energy | 85 | 13781 | IOU | OID2982758 | 3.6 | Solar |  |  | Interconnected | Eden Prairie | Protected Data | Protected Data | Protected Data | Residential | Made In MN | 2017 | 2017 | n/a
Xcel Energy | 85 | 13781 | IOU | OID2982786 | 7.63 | Solar |  |  | Interconnected | Saint Paul | Protected Data | Protected Data | Protected Data | Residential | Made In MN | 2017 | 2017 | n/a
Xcel Energy | 85 | 13781 | IOU | OID2982876 | 7.63 | Solar |  |  | Interconnected | Falcon Heights | Protected Data | Protected Data | Protected Data | Residential | Made In MN | 2017 | 2017 | n/a
Xcel Energy | 85 | 13781 | IOU | OID2982919 | 7.63 | Solar |  |  | Interconnected | Saint Paul | Protected Data | Protected Data | Protected Data | Residential | Made In MN | 2017 | 2018 | n/a
Xcel Energy | 85 | 13781 | IOU | OID2982946 | 8.1 | Solar |  |  | Interconnected | Minneapolis | Protected Data | Protected Data | Protected Data | Residential | Made In MN | 2017 | 2017 | n/a
Xcel Energy | 85 | 13781 | IOU | OID2982975 | 9.94 | Solar |  |  | Interconnected | Saint Paul | Protected Data | Protected Data | Protected Data | Residential | Made In MN | 2017 | 2017 | n/a
Xcel Energy | 85 | 13781 | IOU | OID2983015 | 8.91 | Solar |  |  | Interconnected | Golden Valley | Protected Data | Protected Data | Protected Data | Residential | Made In MN | 2017 | 2018 | n/a
Xcel Energy | 85 | 13781 | IOU | OID2983029 | 7.095 | Solar |  |  | Interconnected | Roseville | Protected Data | Protected Data | Protected Data | Residential | Made In MN | 2017 | 2017 | n/a
Xcel Energy | 85 | 13781 | IOU | OID2983039 | 5.6 | Solar |  |  | Interconnected | Saint Paul | Protected Data | Protected Data | Protected Data | Residential | Made In MN | 2017 | 2017 | n/a
Xcel Energy | 85 | 13781 | IOU | OID2983122 | 5 | Solar |  |  | Interconnected | Saint Paul | Protected Data | Protected Data | Protected Data | Residential | Made In MN | 2017 | 2017 | n/a
Xcel Energy | 85 | 13781 | IOU | OID2983143 | 19.999 | Solar |  |  | Interconnected | Eagan | Protected Data | Protected Data | Protected Data | Commercial | Solar* Rewards | 2017 | 2018 | n/a
Xcel Energy | 85 | 13781 | IOU | OID2983176 | 19.999 | Solar |  |  | Interconnected | Burnsville | Protected Data | Protected Data | Protected Data | Commercial | Solar* Rewards | 2017 | 2018 | n/a
Xcel Energy | 85 | 13781 | IOU | OID2983200 | 19.999 | Solar |  |  | Interconnected | Savage | Protected Data | Protected Data | Protected Data | Commercial | Solar* Rewards | 2017 | 2017 | n/a
Xcel Energy | 85 | 13781 | IOU | OID2983204 | 7.625 | Solar |  |  | Interconnected | Crystal | Protected Data | Protected Data | Protected Data | Residential | Solar* Rewards | 2017 | 2017 | n/a
Xcel Energy | 85 | 13781 | IOU | OID2983209 | 19.999 | Solar |  |  | Interconnected | Burnsville | Protected Data | Protected Data | Protected Data | Commercial | Solar* Rewards | 2017 | 2017 | n/a
Xcel Energy | 85 | 13781 | IOU | OID2983219 | 19.999 | Solar |  |  | Interconnected | Burnsville | Protected Data | Protected Data | Protected Data | Commercial | Solar* Rewards | 2017 | 2017 | n/a
Xcel Energy | 85 | 13781 | IOU | OID2983256 | 7.56 | Solar |  |  | Interconnected | Byron | Protected Data | Protected Data | Protected Data | Residential | Made In MN | 2017 | 2017 | n/a
Xcel Energy | 85 | 13781 | IOU | OID2983478 | 7.625 | Solar |  |  | Interconnected | Lindstrom | Protected Data | Protected Data | Protected Data | Residential | Solar* Rewards | 2017 | 2017 | n/a
Xcel Energy | 85 | 13781 | IOU | OID2983574 | 5 | Solar |  |  | Interconnected | Northfield | Protected Data | Protected Data | Protected Data | Residential | Solar* Rewards | 2017 | 2017 | n/a
Xcel Energy | 85 | 13781 | IOU | OID2983637 | 9.5 | Solar |  |  | Interconnected | Wabasha | Protected Data | Protected Data | Protected Data | Residential | Made In MN | 2017 | 2017 | n/a
Xcel Energy | 85 | 13781 | IOU | OID2983664 | 5 | Solar |  |  | Interconnected | Lino Lakes | Protected Data | Protected Data | Protected Data | Residential | Made In MN | 2017 | 2017 | n/a
Xcel Energy | 85 | 13781 | IOU | OID2983707 | 7.63 | Solar |  |  | Interconnected | Maple Grove | Protected Data | Protected Data | Protected Data | Residential | Made In MN | 2017 | 2017 | n/a
Xcel Energy | 85 | 13781 | IOU | OID2983709 | 6 | Solar |  |  | Interconnected | Lake Elmo | Protected Data | Protected Data | Protected Data | Residential | Made In MN | 2017 | 2017 | n/a
Xcel Energy | 85 | 13781 | IOU | OID2983986 | 5 | Solar |  |  | Interconnected | Minnetonka | Protected Data | Protected Data | Protected Data | Residential | Made In MN | 2017 | 2017 | n/a
Xcel Energy | 85 | 13781 | IOU | OID2984073 | 3.8 | Solar |  |  | Interconnected | Minneapolis | Protected Data | Protected Data | Protected Data | Residential | Made In MN | 2017 | 2017 | n/a
Xcel Energy | 85 | 13781 | IOU | OID2984195 | 5.67 | Solar |  |  | Interconnected | Lakeville | Protected Data | Protected Data | Protected Data | Residential | Made In MN | 2017 | 2017 | n/a
Xcel Energy | 85 | 13781 | IOU | OID2984202 | 7.02 | Solar |  |  | Interconnected | Saint Paul | Protected Data | Protected Data | Protected Data | Residential | Made In MN | 2017 | 2017 | n/a
Xcel Energy | 85 | 13781 | IOU | OID2984216 | 7.63 | Solar |  |  | Interconnected | White Bear Lake | Protected Data | Protected Data | Protected Data | Residential | Made In MN | 2017 | 2017 | n/a
Xcel Energy | 85 | 13781 | IOU | OID2984224 | 9.94 | Solar |  |  | Interconnected | Red Wing | Protected Data | Protected Data | Protected Data | Residential | Solar* Rewards | 2017 | 2017 | n/a
Xcel Energy | 85 | 13781 | IOU | OID2984237 | 3.747 | Solar |  |  | Interconnected | Saint Paul | Protected Data | Protected Data | Protected Data | Residential | Made In MN | 2017 | 2017 | n/a
Xcel Energy | 85 | 13781 | IOU | OID2984251 | 5 | Solar |  |  | Interconnected | Mendota Heights | Protected Data | Protected Data | Protected Data | Residential | Made In MN | 2017 | 2017 | n/a
Xcel Energy | 85 | 13781 | IOU | OID2984266 | 7.63 | Solar |  |  | Interconnected | Edina | Protected Data | Protected Data | Protected Data | Residential | Made In MN | 2017 | 2017 | n/a
Xcel Energy | 85 | 13781 | IOU | OID2984285 | 9.94 | Solar |  |  | Interconnected | Shoreview | Protected Data | Protected Data | Protected Data | Residential | Made In MN | 2017 | 2017 | n/a
Xcel Energy | 85 | 13781 | IOU | OID2984417 | 6 | Solar |  |  | Interconnected | Shoreview | Protected Data | Protected Data | Protected Data | Residential | Made In MN | 2017 | 2017 | n/a
Xcel Energy | 85 | 13781 | IOU | OID2984430 | 2.43 | Solar |  |  | Interconnected | Saint Paul | Protected Data | Protected Data | Protected Data | Residential | Made In MN | 2017 | 2017 | n/a
Xcel Energy | 85 | 13781 | IOU | OID2984467 | 3.8 | Solar |  |  | Interconnected | Saint Paul | Protected Data | Protected Data | Protected Data | Residential | Made In MN | 2017 | 2017 | n/a
Xcel Energy | 85 | 13781 | IOU | OID2984488 | 15.26 | Solar |  |  | Interconnected | Minneapolis | Protected Data | Protected Data | Protected Data | Commercial | Solar* Rewards | 2017 | 2017 | n/a
Xcel Energy | 85 | 13781 | IOU | OID2984491 | 7.63 | Solar |  |  | Interconnected | Saint Paul | Protected Data | Protected Data | Protected Data | Residential | Made In MN | 2017 | 2017 | n/a
Xcel Energy | 85 | 13781 | IOU | OID2984523 | 5 | Solar |  |  | Interconnected | Minneapolis | Protected Data | Protected Data | Protected Data | Residential | Made In MN | 2017 | 2017 | n/a
Xcel Energy | 85 | 13781 | IOU | OID2984607 | 5 | Solar |  |  | Interconnected | Saint Paul | Protected Data | Protected Data | Protected Data | Residential | Made In MN | 2017 | 2017 | n/a
Xcel Energy | 85 | 13781 | IOU | OID2984715 | 6 | Solar |  |  | Interconnected | Roseville | Protected Data | Protected Data | Protected Data | Residential | Made In MN | 2017 | 2017 | n/a
Xcel Energy | 85 | 13781 | IOU | OID2984771 | 5 | Solar |  |  | Interconnected | Minneapolis | Protected Data | Protected Data | Protected Data | Residential | Made In MN | 2017 | 2017 | n/a
Xcel Energy | 85 | 13781 | IOU | OID2984790 | 3.8 | Solar |  |  | Interconnected | Saint Paul | Protected Data | Protected Data | Protected Data | Residential | Made In MN | 2017 | 2017 | n/a
Xcel Energy | 85 | 13781 | IOU | OID2984794 | 6 | Solar |  |  | Interconnected | La Crescent | Protected Data | Protected Data | Protected Data | Residential | Made In MN | 2017 | 2017 | n/a
Xcel Energy | 85 | 13781 | IOU | OID2984919 | 6.21 | Solar |  |  | Interconnected | Saint Paul | Protected Data | Protected Data | Protected Data | Residential | Made In MN | 2017 | 2017 | n/a
Xcel Energy | 85 | 13781 | IOU | OID2984925 | 9.94 | Solar |  |  | Interconnected | Wayzata | Protected Data | Protected Data | Protected Data | Residential | Made In MN | 2017 | 2018 | n/a
Xcel Energy | 85 | 13781 | IOU | OID2984934 | 5.94 | Solar |  |  | Interconnected | Minneapolis | Protected Data | Protected Data | Protected Data | Residential | Made In MN | 2017 | 2017 | n/a
Xcel Energy | 85 | 13781 | IOU | OID2984937 | 6.48 | Solar |  |  | Interconnected | Minneapolis | Protected Data | Protected Data | Protected Data | Residential | Made In MN | 2017 | 2017 | n/a
Xcel Energy | 85 | 13781 | IOU | OID2986916 | 9.5 | Solar |  |  | Interconnected | La Crescent | Protected Data | Protected Data | Protected Data | Residential | Made In MN | 2017 | 2017 | n/a
Xcel Energy | 85 | 13781 | IOU | OID2986934 | 9.94 | Solar |  |  | Interconnected | Saint Paul | Protected Data | Protected Data | Protected Data | Residential | Made In MN | 2017 | 2017 | n/a
Xcel Energy | 85 | 13781 | IOU | OID2986949 | 10.5 | Solar |  |  | Interconnected | Wabasha | Protected Data | Protected Data | Protected Data | Commercial | Made In MN | 2017 | 2017 | n/a
Xcel Energy | 85 | 13781 | IOU | OID2986992 | 9.5 | Solar |  |  | Interconnected | Kellogg | Protected Data | Protected Data | Protected Data | Residential | Made In MN | 2017 | 2017 | n/a
Xcel Energy | 85 | 13781 | IOU | OID2987011 | 6 | Solar |  |  | Interconnected | Byron | Protected Data | Protected Data | Protected Data | Residential | Made In MN | 2017 | 2017 | n/a
Xcel Energy | 85 | 13781 | IOU | OID2987048 | 3 | Solar |  |  | Interconnected | Minneapolis | Protected Data | Protected Data | Protected Data | Residential | n/a | 2017 | 2017 | n/a
Xcel Energy | 85 | 13781 | IOU | OID2987206 | 9.5 | Solar |  |  | Interconnected | Reads Landing | Protected Data | Protected Data | Protected Data | Residential | Made In MN | 2017 | 2017 | n/a
Xcel Energy | 85 | 13781 | IOU | OID2987244 | 9.5 | Solar |  |  | Interconnected | Cannon Falls | Protected Data | Protected Data | Protected Data | Residential | Made In MN | 2017 | 2017 | n/a
Xcel Energy | 85 | 13781 | IOU | OID2987247 | 5.8 | Solar |  |  | Interconnected | Hugo | Protected Data | Protected Data | Protected Data | Residential | n/a | 2017 | 2017 | n/a
Xcel Energy | 85 | 13781 | IOU | OID2987257 | 9.5 | Solar |  |  | Interconnected | Wabasha | Protected Data | Protected Data | Protected Data | Residential | Made In MN | 2017 | 2017 | n/a
Xcel Energy | 85 | 13781 | IOU | OID2987851 | 9.5 | Solar |  |  | Interconnected | Brooklyn Center | Protected Data | Protected Data | Protected Data | Residential | n/a | 2017 | 2017 | n/a
Xcel Energy | 85 | 13781 | IOU | OID2988414 | 6 | Solar |  |  | Interconnected | Saint Paul | Protected Data | Protected Data | Protected Data | Residential | Made In MN | 2017 | 2017 | n/a
Xcel Energy | 85 | 13781 | IOU | OID2988421 | 3.747 | Solar |  |  | Interconnected | Northfield | Protected Data | Protected Data | Protected Data | Residential | Made In MN | 2017 | 2017 | n/a
Xcel Energy | 85 | 13781 | IOU | OID2988426 | 5 | Solar |  |  | Interconnected | Robbinsdale | Protected Data | Protected Data | Protected Data | Residential | Solar* Rewards | 2017 | 2017 | n/a
Xcel Energy | 85 | 13781 | IOU | OID2988429 | 10.592 | Solar |  |  | Interconnected | Minneapolis | Protected Data | Protected Data | Protected Data | Residential | Made In MN | 2017 | 2017 | n/a
Xcel Energy | 85 | 13781 | IOU | OID2988434 | 9.94 | Solar |  |  | Interconnected | Northfield | Protected Data | Protected Data | Protected Data | Residential | Made In MN | 2017 | 2017 | n/a
Xcel Energy | 85 | 13781 | IOU | OID2988445 | 43.53 | Solar |  |  | Interconnected | Kellogg | Protected Data | Protected Data | Protected Data | Commercial | Made In MN | 2017 | 2017 | n/a
Xcel Energy | 85 | 13781 | IOU | OID2988448 | 7.625 | Solar |  |  | Interconnected | Minneapolis | Protected Data | Protected Data | Protected Data | Residential | Solar* Rewards | 2017 | 2017 | n/a
Xcel Energy | 85 | 13781 | IOU | OID2988450 | 3.8 | Solar |  |  | Interconnected | Golden Valley | Protected Data | Protected Data | Protected Data | Residential | Made In MN | 2017 | 2017 | n/a
Xcel Energy | 85 | 13781 | IOU | OID2988459 | 2.962 | Solar |  |  | Interconnected | Minneapolis | Protected Data | Protected Data | Protected Data | Residential | Solar* Rewards | 2017 | 2017 | n/a
Xcel Energy | 85 | 13781 | IOU | OID2988473 | 9.94 | Solar |  |  | Interconnected | Saint Paul | Protected Data | Protected Data | Protected Data | Residential | Made In MN | 2017 | 2017 | n/a
Xcel Energy | 85 | 13781 | IOU | OID2988515 | 9.94 | Solar |  |  | Interconnected | Afton | Protected Data | Protected Data | Protected Data | Residential | Made In MN | 2017 | 2017 | n/a
Xcel Energy | 85 | 13781 | IOU | OID2988534 | 6 | Solar |  |  | Interconnected | Minneapolis | Protected Data | Protected Data | Protected Data | Residential | Made In MN | 2017 | 2018 | n/a
Xcel Energy | 85 | 13781 | IOU | OID2988537 | 9.5 | Solar |  |  | Interconnected | Wabasha | Protected Data | Protected Data | Protected Data | Residential | Made In MN | 2017 | 2017 | n/a
Xcel Energy | 85 | 13781 | IOU | OID2988541 | 5 | Solar |  |  | Interconnected | Center City | Protected Data | Protected Data | Protected Data | Residential | Made In MN | 2017 | 2017 | n/a
Xcel Energy | 85 | 13781 | IOU | OID2988554 | 6 | Solar |  |  | Interconnected | Farmington | Protected Data | Protected Data | Protected Data | Residential | Made In MN | 2017 | 2018 | n/a
Xcel Energy | 85 | 13781 | IOU | OID2988559 | 3.8 | Solar |  |  | Interconnected | Minneapolis | Protected Data | Protected Data | Protected Data | Residential | Made In MN | 2017 | 2017 | n/a
Xcel Energy | 85 | 13781 | IOU | OID2988562 | 7.625 | Solar |  |  | Interconnected | Cosmos | Protected Data | Protected Data | Protected Data | Residential | Made In MN | 2017 | 2017 | n/a
Xcel Energy | 85 | 13781 | IOU | OID2988605 | 4.5 | Solar |  |  | Interconnected | Wabasha | Protected Data | Protected Data | Protected Data | Residential | Made In MN | 2017 | 2017 | n/a
Xcel Energy | 85 | 13781 | IOU | OID2988628 | 9.94 | Solar |  |  | Interconnected | Minneapolis | Protected Data | Protected Data | Protected Data | Residential | Made In MN | 2017 | 2018 | n/a
Xcel Energy | 85 | 13781 | IOU | OID2988632 | 3.8 | Solar |  |  | Interconnected | Mounds View | Protected Data | Protected Data | Protected Data | Residential | Made In MN | 2017 | 2017 | n/a
Xcel Energy | 85 | 13781 | IOU | OID2988636 | 7.625 | Solar |  |  | Interconnected | Center City | Protected Data | Protected Data | Protected Data | Residential | Solar* Rewards | 2017 | 2017 | n/a
Xcel Energy | 85 | 13781 | IOU | OID2988642 | 6 | Solar |  |  | Interconnected | Eden Prairie | Protected Data | Protected Data | Protected Data | Residential | Made In MN | 2017 | 2017 | n/a
Xcel Energy | 85 | 13781 | IOU | OID2988805 | 7.625 | Solar |  |  | Interconnected | White Bear Lake | Protected Data | Protected Data | Protected Data | Residential | Made In MN | 2017 | 2017 | n/a
Xcel Energy | 85 | 13781 | IOU | OID2988808 | 38.5 | Solar |  |  | Interconnected | Wabasha | Protected Data | Protected Data | Protected Data | Commercial | Made In MN | 2017 | 2018 | n/a
Xcel Energy | 85 | 13781 | IOU | OID2988817 | 7.625 | Solar |  |  | Interconnected | Shoreview | Protected Data | Protected Data | Protected Data | Residential | Made In MN | 2017 | 2017 | n/a
Xcel Energy | 85 | 13781 | IOU | OID2988818 | 11.39 | Solar |  |  | Interconnected | New London | Protected Data | Protected Data | Protected Data | Residential | Solar* Rewards | 2017 | 2017 | n/a
Xcel Energy | 85 | 13781 | IOU | OID2988826 | 9.5 | Solar |  |  | Interconnected | Wabasha | Protected Data | Protected Data | Protected Data | Residential | Made In MN | 2017 | 2017 | n/a
Xcel Energy | 85 | 13781 | IOU | OID2988873 | 24.5 | Solar |  |  | Interconnected | La Crescent | Protected Data | Protected Data | Protected Data | Commercial | Made In MN | 2017 | 2017 | n/a
Xcel Energy | 85 | 13781 | IOU | OID2988880 | 6 | Solar |  |  | Interconnected | Northfield | Protected Data | Protected Data | Protected Data | Residential | Made In MN | 2017 | 2018 | n/a
Xcel Energy | 85 | 13781 | IOU | OID2988892 | 6 | Solar |  |  | Interconnected | Minneapolis | Protected Data | Protected Data | Protected Data | Residential | Solar* Rewards | 2017 | 2017 | n/a
Xcel Energy | 85 | 13781 | IOU | OID2988899 | 6 | Solar |  |  | Interconnected | Stillwater | Protected Data | Protected Data | Protected Data | Residential | Made In MN | 2017 | 2018 | n/a
Xcel Energy | 85 | 13781 | IOU | OID2988907 | 9.94 | Solar |  |  | Interconnected | Minneapolis | Protected Data | Protected Data | Protected Data | Residential | Made In MN | 2017 | 2017 | n/a
Xcel Energy | 85 | 13781 | IOU | OID2988913 | 7.56 | Solar |  |  | Interconnected | Minneapolis | Protected Data | Protected Data | Protected Data | Residential | Made In MN | 2017 | 2017 | n/a
Xcel Energy | 85 | 13781 | IOU | OID2988923 | 6 | Solar |  |  | Interconnected | Woodbury | Protected Data | Protected Data | Protected Data | Residential | Solar* Rewards | 2017 | 2017 | n/a
Xcel Energy | 85 | 13781 | IOU | OID2988933 | 7.63 | Solar |  |  | Interconnected | Rogers | Protected Data | Protected Data | Protected Data | Residential | Made In MN | 2017 | 2017 | n/a
Xcel Energy | 85 | 13781 | IOU | OID2989159 | 7.63 | Solar |  |  | Interconnected | Rogers | Protected Data | Protected Data | Protected Data | Residential | Made In MN | 2017 | 2017 | n/a
Xcel Energy | 85 | 13781 | IOU | OID2989164 | 9.94 | Solar |  |  | Interconnected | Mound | Protected Data | Protected Data | Protected Data | Residential | Made In MN | 2017 | 2017 | n/a
Xcel Energy | 85 | 13781 | IOU | OID2989170 | 6.48 | Solar |  |  | Interconnected | Minneapolis | Protected Data | Protected Data | Protected Data | Residential | Made In MN | 2017 | 2017 | n/a
Xcel Energy | 85 | 13781 | IOU | OID2989314 | 3.747 | Solar |  |  | Interconnected | Minneapolis | Protected Data | Protected Data | Protected Data | Residential | Made In MN | 2017 | 2017 | n/a
Xcel Energy | 85 | 13781 | IOU | OID2989318 | 9.94 | Solar |  |  | Interconnected | Plymouth | Protected Data | Protected Data | Protected Data | Residential | Made In MN | 2017 | 2017 | n/a
Xcel Energy | 85 | 13781 | IOU | OID2989323 | 5 | Solar |  |  | Interconnected | Winona | Protected Data | Protected Data | Protected Data | Residential | Made In MN | 2017 | 2017 | n/a
Xcel Energy | 85 | 13781 | IOU | OID2989357 | 9.94 | Solar |  |  | Interconnected | Hamburg | Protected Data | Protected Data | Protected Data | Residential | Made In MN | 2017 | 2017 | n/a
Xcel Energy | 85 | 13781 | IOU | OID2989368 | 9.94 | Solar |  |  | Interconnected | Corcoran | Protected Data | Protected Data | Protected Data | Residential | Made In MN | 2017 | 2017 | n/a
Xcel Energy | 85 | 13781 | IOU | OID2989377 | 7.63 | Solar |  |  | Interconnected | Minneapolis | Protected Data | Protected Data | Protected Data | Residential | Made In MN | 2017 | 2018 | n/a
Xcel Energy | 85 | 13781 | IOU | OID2989381 | 9.94 | Solar |  |  | Interconnected | Mantorville | Protected Data | Protected Data | Protected Data | Residential | Made In MN | 2017 | 2018 | n/a
Xcel Energy | 85 | 13781 | IOU | OID2989388 | 6 | Solar |  |  | Interconnected | Saint Paul | Protected Data | Protected Data | Protected Data | Residential | Made In MN | 2017 | 2017 | n/a
Xcel Energy | 85 | 13781 | IOU | OID2989393 | 9.5 | Solar |  |  | Interconnected | La Crescent | Protected Data | Protected Data | Protected Data | Residential | Made In MN | 2017 | 2017 | n/a
Xcel Energy | 85 | 13781 | IOU | OID2989422 | 7.63 | Solar |  |  | Interconnected | Sartell | Protected Data | Protected Data | Protected Data | Residential | Made In MN | 2017 | 2017 | n/a
Xcel Energy | 85 | 13781 | IOU | OID2989473 | 9.5 | Solar |  |  | Interconnected | Winona | Protected Data | Protected Data | Protected Data | Residential | Made In MN | 2017 | 2017 | n/a
Xcel Energy | 85 | 13781 | IOU | OID2989476 | 9.94 | Solar |  |  | Interconnected | Roseville | Protected Data | Protected Data | Protected Data | Residential | Made In MN | 2017 | 2017 | n/a
Xcel Energy | 85 | 13781 | IOU | OID2989485 | 7.63 | Solar |  |  | Interconnected | Roseville | Protected Data | Protected Data | Protected Data | Residential | Made In MN | 2017 | 2018 | n/a
Xcel Energy | 85 | 13781 | IOU | OID2989495 | 5.04 | Solar |  |  | Interconnected | Minneapolis | Protected Data | Protected Data | Protected Data | Residential | Made In MN | 2017 | 2018 | n/a
Xcel Energy | 85 | 13781 | IOU | OID2989509 | 6 | Solar |  |  | Interconnected | Saint Anthony | Protected Data | Protected Data | Protected Data | Residential | Made In MN | 2017 | 2017 | n/a
Xcel Energy | 85 | 13781 | IOU | OID2989540 | 9.94 | Solar |  |  | Interconnected | Waseca | Protected Data | Protected Data | Protected Data | Residential | Made In MN | 2017 | 2018 | n/a
Xcel Energy | 85 | 13781 | IOU | OID2989577 | 9.94 | Solar |  |  | Interconnected | Cannon Falls | Protected Data | Protected Data | Protected Data | Residential | Made In MN | 2017 | 2018 | n/a
Xcel Energy | 85 | 13781 | IOU | OID2989583 | 6 | Solar |  |  | Interconnected | Saint Paul | Protected Data | Protected Data | Protected Data | Residential | Made In MN | 2017 | 2017 | n/a
Xcel Energy | 85 | 13781 | IOU | OID2989597 | 3.8 | Solar |  |  | Interconnected | Richfield | Protected Data | Protected Data | Protected Data | Residential | Made In MN | 2017 | 2018 | n/a
Xcel Energy | 85 | 13781 | IOU | OID2989620 | 7.63 | Solar |  |  | Interconnected | Minneapolis | Protected Data | Protected Data | Protected Data | Residential | Made In MN | 2017 | 2018 | n/a
Xcel Energy | 85 | 13781 | IOU | OID2989683 | 6 | Solar |  |  | Interconnected | Golden Valley | Protected Data | Protected Data | Protected Data | Residential | Solar* Rewards | 2017 | 2017 | n/a
Xcel Energy | 85 | 13781 | IOU | OID2989740 | 19.999 | Solar |  |  | Interconnected | South Saint Paul | Protected Data | Protected Data | Protected Data | Commercial | Solar* Rewards | 2017 | 2018 | n/a
Xcel Energy | 85 | 13781 | IOU | OID2989745 | 3.78 | Solar |  |  | Interconnected | Minneapolis | Protected Data | Protected Data | Protected Data | Residential | Made In MN | 2017 | 2018 | n/a
Xcel Energy | 85 | 13781 | IOU | OID2989799 | 39.998 | Solar |  |  | Interconnected | South Saint Paul | Protected Data | Protected Data | Protected Data | Commercial | Made In MN | 2017 | 2017 | n/a
Xcel Energy | 85 | 13781 | IOU | OID2989813 | 7.63 | Solar |  |  | Interconnected | Maple Grove | Protected Data | Protected Data | Protected Data | Residential | Made In MN | 2017 | 2017 | n/a
Xcel Energy | 85 | 13781 | IOU | OID2989835 | 9.94 | Solar |  |  | Interconnected | Winona | Protected Data | Protected Data | Protected Data | Residential | Made In MN | 2017 | 2018 | n/a
Xcel Energy | 85 | 13781 | IOU | OID2989879 | 6 | Solar |  |  | Interconnected | Lindstrom | Protected Data | Protected Data | Protected Data | Residential | Made In MN | 2017 | 2017 | n/a
Xcel Energy | 85 | 13781 | IOU | OID2989896 | 5 | Solar |  |  | Interconnected | Golden Valley | Protected Data | Protected Data | Protected Data | Commercial | Solar* Rewards | 2017 | 2017 | n/a
Xcel Energy | 85 | 13781 | IOU | OID2989912 | 9.24 | Solar |  |  | Interconnected | Cold Spring | Protected Data | Protected Data | Protected Data | Residential | Made In MN | 2017 | 2018 | n/a
Xcel Energy | 85 | 13781 | IOU | OID2989921 | 9.94 | Solar |  |  | Interconnected | Minneapolis | Protected Data | Protected Data | Protected Data | Residential | Made In MN | 2017 | 2017 | n/a
Xcel Energy | 85 | 13781 | IOU | OID2989937 | 5 | Solar |  |  | Interconnected | Golden Valley | Protected Data | Protected Data | Protected Data | Commercial | Solar* Rewards | 2017 | 2017 | n/a
Xcel Energy | 85 | 13781 | IOU | OID2989944 | 5 | Solar |  |  | Interconnected | Golden Valley | Protected Data | Protected Data | Protected Data | Commercial | Solar* Rewards | 2017 | 2017 | n/a
Xcel Energy | 85 | 13781 | IOU | OID2989953 | 5 | Solar |  |  | Interconnected | Golden Valley | Protected Data | Protected Data | Protected Data | Commercial | Solar* Rewards | 2017 | 2017 | n/a
Xcel Energy | 85 | 13781 | IOU | OID2989960 | 5 | Solar |  |  | Interconnected | Golden Valley | Protected Data | Protected Data | Protected Data | Commercial | Solar* Rewards | 2017 | 2017 | n/a
Xcel Energy | 85 | 13781 | IOU | OID2989966 | 5 | Solar |  |  | Interconnected | Golden Valley | Protected Data | Protected Data | Protected Data | Commercial | Solar* Rewards | 2017 | 2017 | n/a
Xcel Energy | 85 | 13781 | IOU | OID2989987 | 9.94 | Solar |  |  | Interconnected | Waseca | Protected Data | Protected Data | Protected Data | Residential | Solar* Rewards | 2017 | 2017 | n/a
Xcel Energy | 85 | 13781 | IOU | OID2989989 | 6 | Solar |  |  | Interconnected | New Brighton | Protected Data | Protected Data | Protected Data | Residential | Made In MN | 2017 | 2017 | n/a
Xcel Energy | 85 | 13781 | IOU | OID2989991 | 3 | Solar |  |  | Interconnected | Minneapolis | Protected Data | Protected Data | Protected Data | Residential | n/a | 2017 | 2017 | n/a
Xcel Energy | 85 | 13781 | IOU | OID2989993 | 19.999 | Solar |  |  | Interconnected | Saint Paul | Protected Data | Protected Data | Protected Data | Commercial | Solar* Rewards | 2017 | 2017 | n/a
Xcel Energy | 85 | 13781 | IOU | OID2989995 | 5 | Solar |  |  | Interconnected | Northfield | Protected Data | Protected Data | Protected Data | Residential | Made In MN | 2017 | 2018 | n/a
Xcel Energy | 85 | 13781 | IOU | OID2989996 | 7.625 | Solar |  |  | Interconnected | Mendota Heights | Protected Data | Protected Data | Protected Data | Residential | Solar* Rewards | 2017 | 2017 | n/a
Xcel Energy | 85 | 13781 | IOU | OID2990002 | 6 | Solar |  |  | Interconnected | Saint Paul | Protected Data | Protected Data | Protected Data | Residential | Solar* Rewards | 2017 | 2017 | n/a
Xcel Energy | 85 | 13781 | IOU | OID2990005 | 19.999 | Solar |  |  | Interconnected | Maple Lake | Protected Data | Protected Data | Protected Data | Commercial | Solar* Rewards | 2017 | 2017 | n/a
Xcel Energy | 85 | 13781 | IOU | OID2990022 | 19.999 | Solar |  |  | Interconnected | Minneapolis | Protected Data | Protected Data | Protected Data | Commercial | Solar* Rewards | 2017 | 2017 | n/a
Xcel Energy | 85 | 13781 | IOU | OID2990088 | 2.962 | Solar |  |  | Interconnected | Golden Valley | Protected Data | Protected Data | Protected Data | Commercial | Solar* Rewards | 2017 | 2017 | n/a
Xcel Energy | 85 | 13781 | IOU | OID2990089 | 2.962 | Solar |  |  | Interconnected | Golden Valley | Protected Data | Protected Data | Protected Data | Commercial | Solar* Rewards | 2017 | 2017 | n/a
Xcel Energy | 85 | 13781 | IOU | OID2990090 | 2.962 | Solar |  |  | Interconnected | Golden Valley | Protected Data | Protected Data | Protected Data | Commercial | Solar* Rewards | 2017 | 2017 | n/a
Xcel Energy | 85 | 13781 | IOU | OID2990091 | 2.962 | Solar |  |  | Interconnected | Golden Valley | Protected Data | Protected Data | Protected Data | Commercial | Solar* Rewards | 2017 | 2017 | n/a
Xcel Energy | 85 | 13781 | IOU | OID2990092 | 2.962 | Solar |  |  | Interconnected | Golden Valley | Protected Data | Protected Data | Protected Data | Commercial | Solar* Rewards | 2017 | 2017 | n/a
Xcel Energy | 85 | 13781 | IOU | OID2990093 | 2.962 | Solar |  |  | Interconnected | Golden Valley | Protected Data | Protected Data | Protected Data | Commercial | Solar* Rewards | 2017 | 2017 | n/a
Xcel Energy | 85 | 13781 | IOU | OID2990094 | 2.962 | Solar |  |  | Interconnected | Golden Valley | Protected Data | Protected Data | Protected Data | Commercial | Solar* Rewards | 2017 | 2017 | n/a
Xcel Energy | 85 | 13781 | IOU | OID2990095 | 2.962 | Solar |  |  | Interconnected | Golden Valley | Protected Data | Protected Data | Protected Data | Commercial | Solar* Rewards | 2017 | 2017 | n/a
Xcel Energy | 85 | 13781 | IOU | OID2990096 | 33.3 | Solar |  |  | Interconnected | Saint Paul | Protected Data | Protected Data | Protected Data | Commercial | Made In MN | 2017 | 2018 | n/a
Xcel Energy | 85 | 13781 | IOU | OID2990097 | 2.962 | Solar |  |  | Interconnected | Minneapolis | Protected Data | Protected Data | Protected Data | Residential | Solar* Rewards | 2017 | 2017 | n/a
Xcel Energy | 85 | 13781 | IOU | OID2990098 | 9.94 | Solar |  |  | Interconnected | Lake Elmo | Protected Data | Protected Data | Protected Data | Residential | Solar* Rewards | 2017 | 2017 | n/a
Xcel Energy | 85 | 13781 | IOU | OID2990692 | 3 | Solar |  |  | Interconnected | Mantorville | Protected Data | Protected Data | Protected Data | Residential | Solar* Rewards | 2017 | 2017 | n/a
Xcel Energy | 85 | 13781 | IOU | OID2990889 | 11.39 | Solar |  |  | Interconnected | Morgan | Protected Data | Protected Data | Protected Data | Residential | Solar* Rewards | 2017 | 2017 | n/a
Xcel Energy | 85 | 13781 | IOU | OID2991259 | 9.94 | Solar |  |  | Interconnected | Woodbury | Protected Data | Protected Data | Protected Data | Residential | Made In MN | 2017 | 2017 | n/a
Xcel Energy | 85 | 13781 | IOU | OID2991674 | 9.94 | Solar |  |  | Interconnected | Bloomington | Protected Data | Protected Data | Protected Data | Residential | Made In MN | 2017 | 2017 | n/a
Xcel Energy | 85 | 13781 | IOU | OID2991746 | 5 | Solar |  |  | Interconnected | Minneapolis | Protected Data | Protected Data | Protected Data | Residential | Made In MN | 2017 | 2017 | n/a
Xcel Energy | 85 | 13781 | IOU | OID2991777 | 11.5 | Solar |  |  | Interconnected | Wabasha | Protected Data | Protected Data | Protected Data | Commercial | Made In MN | 2017 | 2017 | n/a
Xcel Energy | 85 | 13781 | IOU | OID2991859 | 9.94 | Solar |  |  | Interconnected | Sauk Rapids | Protected Data | Protected Data | Protected Data | Residential | Made In MN | 2017 | 2017 | n/a
Xcel Energy | 85 | 13781 | IOU | OID2991916 | 9.94 | Solar |  |  | Interconnected | Watertown | Protected Data | Protected Data | Protected Data | Residential | Made In MN | 2017 | 2017 | n/a
Xcel Energy | 85 | 13781 | IOU | OID2992639 | 6 | Solar |  |  | Interconnected | Gaylord | Protected Data | Protected Data | Protected Data | Residential | Made In MN | 2017 | 2017 | n/a
Xcel Energy | 85 | 13781 | IOU | OID2992940 | 5 | Solar |  |  | Interconnected | Minneapolis | Protected Data | Protected Data | Protected Data | Residential | Made In MN | 2017 | 2018 | n/a
Xcel Energy | 85 | 13781 | IOU | OID2992973 | 3 | Solar |  |  | Interconnected | Saint Paul | Protected Data | Protected Data | Protected Data | Residential | Made In MN | 2017 | 2017 | n/a
Xcel Energy | 85 | 13781 | IOU | OID2992991 | 7.63 | Solar |  |  | Interconnected | Saint Paul | Protected Data | Protected Data | Protected Data | Residential | Made In MN | 2017 | 2018 | n/a
Xcel Energy | 85 | 13781 | IOU | OID2993002 | 6 | Solar |  |  | Interconnected | New Brighton | Protected Data | Protected Data | Protected Data | Residential | Solar* Rewards | 2017 | 2017 | n/a
Xcel Energy | 85 | 13781 | IOU | OID2993049 | 3.22 | Solar |  |  | Interconnected | Minneapolis | Protected Data | Protected Data | Protected Data | Residential | Made In MN | 2017 | 2018 | n/a
Xcel Energy | 85 | 13781 | IOU | OID2993059 | 9.94 | Solar |  |  | Interconnected | Chisago Lake | Protected Data | Protected Data | Protected Data | Residential | Solar* Rewards | 2017 | 2017 | n/a
Xcel Energy | 85 | 13781 | IOU | OID2993075 | 1.92 | Solar |  |  | Interconnected | Saint Paul | Protected Data | Protected Data | Protected Data | Residential | Solar* Rewards | 2017 | 2017 | n/a
Xcel Energy | 85 | 13781 | IOU | OID2993135 | 8.91 | Solar |  |  | Interconnected | Woodbury | Protected Data | Protected Data | Protected Data | Residential | Made In MN | 2017 | 2017 | n/a
Xcel Energy | 85 | 13781 | IOU | OID2993146 | 3.78 | Solar |  |  | Interconnected | Coon Rapids | Protected Data | Protected Data | Protected Data | Residential | Solar* Rewards | 2017 | 2017 | n/a
Xcel Energy | 85 | 13781 | IOU | OID2994727 | 39.998 | Solar |  |  | Interconnected | Columbia Heights | Protected Data | Protected Data | Protected Data | Commercial | Made In MN | 2017 | 2017 | n/a
Xcel Energy | 85 | 13781 | IOU | OID2994787 | 7.63 | Solar |  |  | Interconnected | Minnetonka | Protected Data | Protected Data | Protected Data | Residential | Made In MN | 2017 | 2017 | n/a
Xcel Energy | 85 | 13781 | IOU | OID2994803 | 9.94 | Solar |  |  | Interconnected | Dundas | Protected Data | Protected Data | Protected Data | Residential | Made In MN | 2017 | 2018 | n/a
Xcel Energy | 85 | 13781 | IOU | OID2994881 | 5 | Solar |  |  | Interconnected | Winona | Protected Data | Protected Data | Protected Data | Residential | Made In MN | 2017 | 2017 | n/a
Xcel Energy | 85 | 13781 | IOU | OID2995086 | 3.747 | Solar |  |  | Interconnected | New Brighton | Protected Data | Protected Data | Protected Data | Residential | Made In MN | 2017 | 2018 | n/a
Xcel Energy | 85 | 13781 | IOU | OID2995119 | 38.04 | Solar |  |  | Interconnected | Altura | Protected Data | Protected Data | Protected Data | Commercial | Made In MN | 2017 | 2017 | n/a
Xcel Energy | 85 | 13781 | IOU | OID2995122 | 19.999 | Solar |  |  | Interconnected | Altura | Protected Data | Protected Data | Protected Data | Commercial | Made In MN | 2017 | 2017 | n/a
Xcel Energy | 85 | 13781 | IOU | OID2995126 | 7.63 | Solar |  |  | Interconnected | Altura | Protected Data | Protected Data | Protected Data | Residential | Made In MN | 2017 | 2017 | n/a
Xcel Energy | 85 | 13781 | IOU | OID2995128 | 9.94 | Solar |  |  | Interconnected | Altura | Protected Data | Protected Data | Protected Data | Residential | Made In MN | 2017 | 2017 | n/a
Xcel Energy | 85 | 13781 | IOU | OID2995283 | 15.5 | Solar |  |  | Interconnected | Kellogg | Protected Data | Protected Data | Protected Data | Residential | Solar* Rewards | 2017 | 2018 | n/a
Xcel Energy | 85 | 13781 | IOU | OID2995764 | 9.94 | Solar |  |  | Interconnected | Lake Elmo | Protected Data | Protected Data | Protected Data | Residential | Made In MN | 2017 | 2017 | n/a
Xcel Energy | 85 | 13781 | IOU | OID2995914 | 9.94 | Solar |  |  | Interconnected | Northfield | Protected Data | Protected Data | Protected Data | Residential | Made In MN | 2017 | 2018 | n/a
Xcel Energy | 85 | 13781 | IOU | OID2995916 | 7.625 | Solar |  |  | Interconnected | Minneapolis | Protected Data | Protected Data | Protected Data | Residential | Made In MN | 2017 | 2018 | n/a
Xcel Energy | 85 | 13781 | IOU | OID2995921 | 7.625 | Solar |  |  | Interconnected | Brooklyn Park | Protected Data | Protected Data | Protected Data | Residential | Made In MN | 2017 | 2018 | n/a
Xcel Energy | 85 | 13781 | IOU | OID2995929 | 7.625 | Solar |  |  | Interconnected | Shoreview | Protected Data | Protected Data | Protected Data | Residential | Solar* Rewards | 2017 | 2018 | n/a
Xcel Energy | 85 | 13781 | IOU | OID2995942 | 7.59 | Solar |  |  | Interconnected | Prior Lake | Protected Data | Protected Data | Protected Data | Residential | Made In MN | 2017 | 2018 | n/a
Xcel Energy | 85 | 13781 | IOU | OID2996145 | 9.94 | Solar |  |  | Interconnected | Chisago City | Protected Data | Protected Data | Protected Data | Residential | Made In MN | 2017 | 2017 | n/a
Xcel Energy | 85 | 13781 | IOU | OID2996163 | 9.94 | Solar |  |  | Interconnected | Brooklyn Park | Protected Data | Protected Data | Protected Data | Residential | Made In MN | 2017 | 2017 | n/a
Xcel Energy | 85 | 13781 | IOU | OID2996289 | 6 | Solar |  |  | Interconnected | Minneapolis | Protected Data | Protected Data | Protected Data | Residential | Made In MN | 2017 | 2018 | n/a
Xcel Energy | 85 | 13781 | IOU | OID2996547 | 233.8 | Solar |  |  | Interconnected | Edina | Protected Data | Protected Data | Protected Data | Commercial | n/a | 2017 | 2017 | n/a
Xcel Energy | 85 | 13781 | IOU | OID2996699 | 39.98 | Solar |  |  | Interconnected | Montevideo | Protected Data | Protected Data | Protected Data | Residential | n/a | 2017 | 2017 | n/a
Xcel Energy | 85 | 13781 | IOU | OID2996816 | 4.83 | Solar |  |  | Interconnected | Minneapolis | Protected Data | Protected Data | Protected Data | Residential | Made In MN | 2017 | 2018 | n/a
Xcel Energy | 85 | 13781 | IOU | OID2996820 | 7.625 | Solar |  |  | Interconnected | Saint Paul | Protected Data | Protected Data | Protected Data | Residential | Made In MN | 2017 | 2017 | n/a
Xcel Energy | 85 | 13781 | IOU | OID2996830 | 7.29 | Solar |  |  | Interconnected | Cottage Grove | Protected Data | Protected Data | Protected Data | Residential | Solar* Rewards | 2017 | 2018 | n/a
Xcel Energy | 85 | 13781 | IOU | OID2996832 | 7.63 | Solar |  |  | Interconnected | Woodbury | Protected Data | Protected Data | Protected Data | Residential | Made In MN | 2017 | 2017 | n/a
Xcel Energy | 85 | 13781 | IOU | OID2997276 | 7.625 | Solar |  |  | Interconnected | South Saint Paul | Protected Data | Protected Data | Protected Data | Residential | Solar* Rewards | 2017 | 2017 | n/a
Xcel Energy | 85 | 13781 | IOU | OID2997277 | 9.94 | Solar |  |  | Interconnected | Plymouth | Protected Data | Protected Data | Protected Data | Residential | Made In MN | 2017 | 2018 | n/a
Xcel Energy | 85 | 13781 | IOU | OID2998362 | 9.94 | Solar |  |  | Interconnected | Coon Rapids | Protected Data | Protected Data | Protected Data | Residential | Solar* Rewards | 2017 | 2017 | n/a
Xcel Energy | 85 | 13781 | IOU | OID2998499 | 9.995 | Solar |  |  | Interconnected | Lake City | Protected Data | Protected Data | Protected Data | Residential | Made In MN | 2017 | 2017 | n/a
Xcel Energy | 85 | 13781 | IOU | OID2998725 | 9.94 | Solar |  |  | Interconnected | Altura | Protected Data | Protected Data | Protected Data | Residential | Made In MN | 2017 | 2017 | n/a
Xcel Energy | 85 | 13781 | IOU | OID3001583 | 9.94 | Solar |  |  | Interconnected | Rosemount | Protected Data | Protected Data | Protected Data | Residential | Solar* Rewards | 2017 | 2017 | n/a
Xcel Energy | 85 | 13781 | IOU | OID3001813 | 7.625 | Solar |  |  | Interconnected | Saint Louis Park | Protected Data | Protected Data | Protected Data | Residential | Solar* Rewards | 2017 | 2017 | n/a
Xcel Energy | 85 | 13781 | IOU | OID3001869 | 9.94 | Solar |  |  | Interconnected | Stillwater | Protected Data | Protected Data | Protected Data | Residential | Solar* Rewards | 2017 | 2017 | n/a
Xcel Energy | 85 | 13781 | IOU | OID3001905 | 6 | Solar |  |  | Interconnected | Minneapolis | Protected Data | Protected Data | Protected Data | Residential | Made In MN | 2017 | 2017 | n/a
Xcel Energy | 85 | 13781 | IOU | OID3002096 | 3.6 | Solar |  |  | Interconnected | Minneapolis | Protected Data | Protected Data | Protected Data | Residential | Solar* Rewards | 2017 | 2017 | n/a
Xcel Energy | 85 | 13781 | IOU | OID3002850 | 5 | Solar |  |  | Interconnected | New Hope | Protected Data | Protected Data | Protected Data | Residential | Made In MN | 2017 | 2017 | n/a
Xcel Energy | 85 | 13781 | IOU | OID3003144 | 7.625 | Solar |  |  | Interconnected | Hopkins | Protected Data | Protected Data | Protected Data | Residential | Solar* Rewards | 2017 | 2017 | n/a
Xcel Energy | 85 | 13781 | IOU | OID3003859 | 9.94 | Solar |  |  | Interconnected | Kasson | Protected Data | Protected Data | Protected Data | Residential | Made In MN | 2017 | 2017 | n/a
Xcel Energy | 85 | 13781 | IOU | OID3004563 | 18 | Solar |  |  | Interconnected | Saint Cloud | Protected Data | Protected Data | Protected Data | Commercial | Solar* Rewards | 2017 | 2017 | n/a
Xcel Energy | 85 | 13781 | IOU | OID3004587 | 39.998 | Solar |  |  | Interconnected | Dayton | Protected Data | Protected Data | Protected Data | Commercial | Made In MN | 2017 | 2017 | n/a
Xcel Energy | 85 | 13781 | IOU | OID3004611 | 39.998 | Solar |  |  | Interconnected | Osseo | Protected Data | Protected Data | Protected Data | Commercial | Made In MN | 2017 | 2017 | n/a
Xcel Energy | 85 | 13781 | IOU | OID3005419 | 6 | Solar |  |  | Interconnected | New Hope | Protected Data | Protected Data | Protected Data | Residential | Made In MN | 2017 | 2018 | n/a
Xcel Energy | 85 | 13781 | IOU | OID3006137 | 7.63 | Solar |  |  | Interconnected | Chisago City | Protected Data | Protected Data | Protected Data | Residential | Solar* Rewards | 2017 | 2017 | n/a
Xcel Energy | 85 | 13781 | IOU | OID3007594 | 9.94 | Solar |  |  | Interconnected | Lake City | Protected Data | Protected Data | Protected Data | Residential | Made In MN | 2017 | 2017 | n/a
Xcel Energy | 85 | 13781 | IOU | OID3009747 | 12.5 | Solar |  |  | Interconnected | Waseca | Protected Data | Protected Data | Protected Data | Residential | Solar* Rewards | 2017 | 2017 | n/a
Xcel Energy | 85 | 13781 | IOU | OID3009823 | 9.5 | Solar |  |  | Interconnected | La Crescent | Protected Data | Protected Data | Protected Data | Residential | Made In MN | 2017 | 2017 | n/a
Xcel Energy | 85 | 13781 | IOU | OID3009865 | 3.8 | Solar |  |  | Interconnected | White Bear Lake | Protected Data | Protected Data | Protected Data | Residential | Made In MN | 2017 | 2017 | n/a
Xcel Energy | 85 | 13781 | IOU | OID3010191 | 7.625 | Solar |  |  | Interconnected | Plymouth | Protected Data | Protected Data | Protected Data | Residential | Made In MN | 2017 | 2017 | n/a
Xcel Energy | 85 | 13781 | IOU | OID3010202 | 5 | Solar |  |  | Interconnected | Little Canada | Protected Data | Protected Data | Protected Data | Residential | Made In MN | 2017 | 2017 | n/a
Xcel Energy | 85 | 13781 | IOU | OID3010208 | 32.4 | Solar |  |  | Interconnected | La Crescent | Protected Data | Protected Data | Protected Data | Commercial | Made In MN | 2017 | 2017 | n/a
Xcel Energy | 85 | 13781 | IOU | OID3010572 | 33.3 | Solar |  |  | Interconnected | Vadnais Heights | Protected Data | Protected Data | Protected Data | Commercial | Made In MN | 2017 | 2017 | n/a
Xcel Energy | 85 | 13781 | IOU | OID3010870 | 5 | Solar |  |  | Interconnected | Dakota | Protected Data | Protected Data | Protected Data | Residential | Made In MN | 2017 | 2017 | n/a
Xcel Energy | 85 | 13781 | IOU | OID3011184 | 14.51 | Solar |  |  | Interconnected | Winona | Protected Data | Protected Data | Protected Data | Commercial | Made In MN | 2017 | 2017 | n/a
Xcel Energy | 85 | 13781 | IOU | OID3012116 | 9.94 | Solar |  |  | Interconnected | Scandia | Protected Data | Protected Data | Protected Data | Residential | Made In MN | 2017 | 2017 | n/a
Xcel Energy | 85 | 13781 | IOU | OID3013196 | 9.94 | Solar |  |  | Interconnected | Byron | Protected Data | Protected Data | Protected Data | Residential | Made In MN | 2017 | 2017 | n/a
Xcel Energy | 85 | 13781 | IOU | OID3013235 | 9.94 | Solar |  |  | Interconnected | Byron | Protected Data | Protected Data | Protected Data | Residential | Made In MN | 2017 | 2017 | n/a
Xcel Energy | 85 | 13781 | IOU | OID3013320 | 1.62 | Solar |  |  | Interconnected | Northfield | Protected Data | Protected Data | Protected Data | Residential | Solar* Rewards | 2017 | 2017 | n/a
Xcel Energy | 85 | 13781 | IOU | OID3013333 | 7.63 | Solar |  |  | Interconnected | New London | Protected Data | Protected Data | Protected Data | Residential | Solar* Rewards | 2017 | 2018 | n/a
Xcel Energy | 85 | 13781 | IOU | OID3013343 | 6 | Solar |  |  | Interconnected | Minneapolis | Protected Data | Protected Data | Protected Data | Residential | Made In MN | 2017 | 2018 | n/a
Xcel Energy | 85 | 13781 | IOU | OID3013534 | 10 | Solar |  |  | Interconnected | Starbuck | Protected Data | Protected Data | Protected Data | Commercial | Solar* Rewards | 2017 | 2017 | n/a
Xcel Energy | 85 | 13781 | IOU | OID3013980 | 7.44 | Solar |  |  | Interconnected | Jordan | Protected Data | Protected Data | Protected Data | Residential | Solar* Rewards | 2017 | 2018 | n/a
Xcel Energy | 85 | 13781 | IOU | OID3013998 | 9.94 | Solar |  |  | Interconnected | Richfield | Protected Data | Protected Data | Protected Data | Residential | Solar* Rewards | 2017 | 2018 | n/a
Xcel Energy | 85 | 13781 | IOU | OID3015049 | 7.63 | Solar |  |  | Interconnected | West Saint Paul | Protected Data | Protected Data | Protected Data | Residential | Made In MN | 2017 | 2017 | n/a
Xcel Energy | 85 | 13781 | IOU | OID3015050 | 20 | Solar |  |  | Interconnected | Shoreview | Protected Data | Protected Data | Protected Data | Commercial | Made In MN | 2017 | 2017 | n/a
Xcel Energy | 85 | 13781 | IOU | OID3015130 | 15.25 | Solar |  |  | Interconnected | Minneapolis | Protected Data | Protected Data | Protected Data | Commercial | Solar* Rewards | 2017 | 2017 | n/a
Xcel Energy | 85 | 13781 | IOU | OID3016831 | 1.44 | Solar |  |  | Interconnected | Atwater | Protected Data | Protected Data | Protected Data | Residential | n/a | 2017 | 2017 | n/a
Xcel Energy | 85 | 13781 | IOU | OID3017054 | 19.999 | Solar |  |  | Interconnected | Columbia Heights | Protected Data | Protected Data | Protected Data | Commercial | Solar* Rewards | 2017 | 2018 | n/a
Xcel Energy | 85 | 13781 | IOU | OID3017083 | 19.999 | Solar |  |  | Interconnected | Fridley | Protected Data | Protected Data | Protected Data | Commercial | Solar* Rewards | 2017 | 2018 | n/a
Xcel Energy | 85 | 13781 | IOU | OID3017519 | 3.8 | Solar |  |  | Interconnected | Minnetonka | Protected Data | Protected Data | Protected Data | Residential | Solar* Rewards | 2017 | 2017 | n/a
Xcel Energy | 85 | 13781 | IOU | OID3017576 | 9.94 | Solar |  |  | Interconnected | Stillwater | Protected Data | Protected Data | Protected Data | Residential | Made In MN | 2017 | 2017 | n/a
Xcel Energy | 85 | 13781 | IOU | OID3017671 | 5 | Solar |  |  | Interconnected | Northfield | Protected Data | Protected Data | Protected Data | Residential | Solar* Rewards | 2017 | 2017 | n/a
Xcel Energy | 85 | 13781 | IOU | OID3017810 | 18 | Solar |  |  | Interconnected | Brooklyn Center | Protected Data | Protected Data | Protected Data | Commercial | Solar* Rewards | 2017 | 2017 | n/a
Xcel Energy | 85 | 13781 | IOU | OID3018629 | 8 | Solar |  |  | Interconnected | Mankato | Protected Data | Protected Data | Protected Data | Residential | Solar* Rewards | 2017 | 2017 | n/a
Xcel Energy | 85 | 13781 | IOU | OID3018707 | 3.8 | Solar |  |  | Interconnected | Saint Paul | Protected Data | Protected Data | Protected Data | Residential | Made In MN | 2017 | 2017 | n/a
Xcel Energy | 85 | 13781 | IOU | OID3019048 | 5 | Solar |  |  | Interconnected | Arden Hills | Protected Data | Protected Data | Protected Data | Commercial | Solar* Rewards | 2017 | 2017 | n/a
Xcel Energy | 85 | 13781 | IOU | OID3019072 | 9.94 | Solar |  |  | Interconnected | Lake Elmo | Protected Data | Protected Data | Protected Data | Residential | Made In MN | 2017 | 2017 | n/a
Xcel Energy | 85 | 13781 | IOU | OID3019074 | 7.625 | Solar |  |  | Interconnected | Lake Elmo | Protected Data | Protected Data | Protected Data | Residential | Solar* Rewards | 2017 | 2017 | n/a
Xcel Energy | 85 | 13781 | IOU | OID3019100 | 7.63 | Solar |  |  | Interconnected | Saint Paul | Protected Data | Protected Data | Protected Data | Residential | Solar* Rewards | 2017 | 2017 | n/a
Xcel Energy | 85 | 13781 | IOU | OID3019391 | 9.94 | Solar |  |  | Interconnected | Mankato | Protected Data | Protected Data | Protected Data | Residential | Made In MN | 2017 | 2017 | n/a
Xcel Energy | 85 | 13781 | IOU | OID3019394 | 7.63 | Solar |  |  | Interconnected | Northfield | Protected Data | Protected Data | Protected Data | Residential | Made In MN | 2017 | 2018 | n/a
Xcel Energy | 85 | 13781 | IOU | OID3019669 | 3 | Solar |  |  | Interconnected | Minneapolis | Protected Data | Protected Data | Protected Data | Residential | Made In MN | 2017 | 2017 | n/a
Xcel Energy | 85 | 13781 | IOU | OID3020658 | 12.902 | Solar |  |  | Interconnected | Golden Valley | Protected Data | Protected Data | Protected Data | Residential | Solar* Rewards | 2017 | 2018 | n/a
Xcel Energy | 85 | 13781 | IOU | OID3020981 | 7.625 | Solar |  |  | Interconnected | Edina | Protected Data | Protected Data | Protected Data | Residential | Solar* Rewards | 2017 | 2018 | n/a
Xcel Energy | 85 | 13781 | IOU | OID3021063 | 7.63 | Solar |  |  | Interconnected | Saint Paul | Protected Data | Protected Data | Protected Data | Residential | Solar* Rewards | 2017 | 2018 | n/a
Xcel Energy | 85 | 13781 | IOU | OID3021071 | 5 | Solar |  |  | Interconnected | Mahtomedi | Protected Data | Protected Data | Protected Data | Residential | Solar* Rewards | 2017 | 2018 | n/a
Xcel Energy | 85 | 13781 | IOU | OID3021076 | 3.8 | Solar |  |  | Interconnected | Golden Valley | Protected Data | Protected Data | Protected Data | Residential | Made In MN | 2017 | 2017 | n/a
Xcel Energy | 85 | 13781 | IOU | OID3021112 | 7.63 | Solar |  |  | Interconnected | White Bear Lake | Protected Data | Protected Data | Protected Data | Residential | Made In MN | 2017 | 2017 | n/a
Xcel Energy | 85 | 13781 | IOU | OID3021114 | 8.37 | Solar |  |  | Interconnected | Saint Paul | Protected Data | Protected Data | Protected Data | Residential | Made In MN | 2017 | 2017 | n/a
Xcel Energy | 85 | 13781 | IOU | OID3021125 | 3.78 | Solar |  |  | Interconnected | Saint Paul | Protected Data | Protected Data | Protected Data | Residential | Made In MN | 2017 | 2018 | n/a
Xcel Energy | 85 | 13781 | IOU | OID3022020 | 5 | Solar |  |  | Interconnected | Fridley | Protected Data | Protected Data | Protected Data | Residential | Solar* Rewards | 2017 | 2017 | n/a
Xcel Energy | 85 | 13781 | IOU | OID3022045 | 5 | Solar |  |  | Interconnected | Saint Paul | Protected Data | Protected Data | Protected Data | Residential | Solar* Rewards | 2017 | 2017 | n/a
Xcel Energy | 85 | 13781 | IOU | OID3022080 | 7.625 | Solar |  |  | Interconnected | Golden Valley | Protected Data | Protected Data | Protected Data | Residential | Made In MN | 2017 | 2018 | n/a
Xcel Energy | 85 | 13781 | IOU | OID3022176 | 9.94 | Solar |  |  | Interconnected | Mantorville | Protected Data | Protected Data | Protected Data | Residential | Made In MN | 2017 | 2017 | n/a
Xcel Energy | 85 | 13781 | IOU | OID3022307 | 4 | Solar |  |  | Interconnected | Delano | Protected Data | Protected Data | Protected Data | Residential | Solar* Rewards | 2017 | 2017 | n/a
Xcel Energy | 85 | 13781 | IOU | OID3022336 | 9.995 | Solar |  |  | Interconnected | Brooten | Protected Data | Protected Data | Protected Data | Commercial | n/a | 2017 | 2017 | n/a
Xcel Energy | 85 | 13781 | IOU | OID3022624 | 7.625 | Solar |  |  | Interconnected | Good Thunder | Protected Data | Protected Data | Protected Data | Residential | Solar* Rewards | 2017 | 2017 | n/a
Xcel Energy | 85 | 13781 | IOU | OID3022626 | 5 | Solar |  |  | Interconnected | Afton | Protected Data | Protected Data | Protected Data | Residential | Solar* Rewards | 2017 | 2018 | n/a
Xcel Energy | 85 | 13781 | IOU | OID3022628 | 3.747 | Solar |  |  | Interconnected | Good Thunder | Protected Data | Protected Data | Protected Data | Commercial | Solar* Rewards | 2017 | 2017 | n/a
Xcel Energy | 85 | 13781 | IOU | OID3022634 | 3.8 | Solar |  |  | Interconnected | Newport | Protected Data | Protected Data | Protected Data | Residential | Solar* Rewards | 2017 | 2017 | n/a
Xcel Energy | 85 | 13781 | IOU | OID3022666 | 9.6 | Solar |  |  | Interconnected | Minneapolis | Protected Data | Protected Data | Protected Data | Residential | Solar* Rewards | 2017 | 2017 | n/a
Xcel Energy | 85 | 13781 | IOU | OID3022672 | 5 | Solar |  |  | Interconnected | Minneapolis | Protected Data | Protected Data | Protected Data | Residential | Solar* Rewards | 2017 | 2018 | n/a
Xcel Energy | 85 | 13781 | IOU | OID3022680 | 15.26 | Solar |  |  | Interconnected | Columbia Heights | Protected Data | Protected Data | Protected Data | Residential | Solar* Rewards | 2017 | 2017 | n/a
Xcel Energy | 85 | 13781 | IOU | OID3022684 | 13.74 | Solar |  |  | Interconnected | Lake Elmo | Protected Data | Protected Data | Protected Data | Residential | Solar* Rewards | 2017 | 2017 | n/a
Xcel Energy | 85 | 13781 | IOU | OID3022705 | 3.8 | Solar |  |  | Interconnected | Lakeland | Protected Data | Protected Data | Protected Data | Residential | Solar* Rewards | 2017 | 2017 | n/a
Xcel Energy | 85 | 13781 | IOU | OID3022926 | 5 | Solar |  |  | Interconnected | Minneapolis | Protected Data | Protected Data | Protected Data | Residential | Solar* Rewards | 2017 | 2017 | n/a
Xcel Energy | 85 | 13781 | IOU | OID3023192 | 7.63 | Solar |  |  | Interconnected | Hastings | Protected Data | Protected Data | Protected Data | Residential | Solar* Rewards | 2017 | 2017 | n/a
Xcel Energy | 85 | 13781 | IOU | OID3023234 | 3.8 | Solar |  |  | Interconnected | Saint Paul | Protected Data | Protected Data | Protected Data | Residential | Solar* Rewards | 2017 | 2017 | n/a
Xcel Energy | 85 | 13781 | IOU | OID3023243 | 9.94 | Solar |  |  | Interconnected | Roseville | Protected Data | Protected Data | Protected Data | Residential | Solar* Rewards | 2017 | 2017 | n/a
Xcel Energy | 85 | 13781 | IOU | OID3023264 | 5 | Solar |  |  | Interconnected | Minneapolis | Protected Data | Protected Data | Protected Data | Residential | Solar* Rewards | 2017 | 2017 | n/a
Xcel Energy | 85 | 13781 | IOU | OID3023315 | 5 | Solar |  |  | Interconnected | Rosemount | Protected Data | Protected Data | Protected Data | Residential | Solar* Rewards | 2017 | 2017 | n/a
Xcel Energy | 85 | 13781 | IOU | OID3023319 | 6 | Solar |  |  | Interconnected | Saint Paul | Protected Data | Protected Data | Protected Data | Residential | Solar* Rewards | 2017 | 2017 | n/a
Xcel Energy | 85 | 13781 | IOU | OID3023474 | 6 | Solar |  |  | Interconnected | Minneapolis | Protected Data | Protected Data | Protected Data | Residential | Solar* Rewards | 2017 | 2017 | n/a
Xcel Energy | 85 | 13781 | IOU | OID3023477 | 9.94 | Solar |  |  | Interconnected | Byron | Protected Data | Protected Data | Protected Data | Residential | Solar* Rewards | 2017 | 2018 | n/a
Xcel Energy | 85 | 13781 | IOU | OID3023551 | 5.76 | Solar |  |  | Interconnected | Plymouth | Protected Data | Protected Data | Protected Data | Residential | Made In MN | 2017 | 2018 | n/a
Xcel Energy | 85 | 13781 | IOU | OID3023559 | 2.76 | Solar |  |  | Interconnected | Arden Hills | Protected Data | Protected Data | Protected Data | Residential | Made In MN | 2017 | 2018 | n/a
Xcel Energy | 85 | 13781 | IOU | OID3023591 | 5 | Solar |  |  | Interconnected | Saint Paul | Protected Data | Protected Data | Protected Data | Residential | Made In MN | 2017 | 2017 | n/a
Xcel Energy | 85 | 13781 | IOU | OID3023758 | 3.8 | Solar |  |  | Interconnected | Oakdale | Protected Data | Protected Data | Protected Data | Residential | Solar* Rewards | 2017 | 2017 | n/a
Xcel Energy | 85 | 13781 | IOU | OID3024611 | 0.005 | Solar |  |  | Interconnected | New Brighton | Protected Data | Protected Data | Protected Data | Residential | Made In MN | 2017 | 2017 | n/a
Xcel Energy | 85 | 13781 | IOU | OID3024712 | 199.8 | Solar |  |  | Interconnected | Saint Cloud | Protected Data | Protected Data | Protected Data | Commercial | n/a | 2017 | 2017 | n/a
Xcel Energy | 85 | 13781 | IOU | OID3024717 | 43.53 | Solar |  |  | Interconnected | Oakdale | Protected Data | Protected Data | Protected Data | Commercial | Made In MN | 2017 | 2017 | n/a
Xcel Energy | 85 | 13781 | IOU | OID3024846 | 3 | Solar |  |  | Interconnected | Saint Paul | Protected Data | Protected Data | Protected Data | Residential | Made In MN | 2017 | 2018 | n/a
Xcel Energy | 85 | 13781 | IOU | OID3024859 | 11.39 | Solar |  |  | Interconnected | Minneapolis | Protected Data | Protected Data | Protected Data | Residential | Solar* Rewards | 2017 | 2017 | n/a
Xcel Energy | 85 | 13781 | IOU | OID3024994 | 7.63 | Solar |  |  | Interconnected | Minnetonka | Protected Data | Protected Data | Protected Data | Residential | Made In MN | 2017 | 2017 | n/a
Xcel Energy | 85 | 13781 | IOU | OID3025900 | 39.998 | Solar |  |  | Interconnected | Saint Paul | Protected Data | Protected Data | Protected Data | Commercial | Made In MN | 2017 | 2018 | n/a
Xcel Energy | 85 | 13781 | IOU | OID3026160 | 9.5 | Solar |  |  | Interconnected | La Crescent | Protected Data | Protected Data | Protected Data | Residential | Made In MN | 2017 | 2017 | n/a
Xcel Energy | 85 | 13781 | IOU | OID3026218 | 7.63 | Solar |  |  | Interconnected | Minneapolis | Protected Data | Protected Data | Protected Data | Residential | Solar* Rewards | 2017 | 2018 | n/a
Xcel Energy | 85 | 13781 | IOU | OID3026670 | 17.57 | Solar |  |  | Interconnected | Stillwater | Protected Data | Protected Data | Protected Data | Residential | Solar* Rewards | 2017 | 2017 | n/a
Xcel Energy | 85 | 13781 | IOU | OID3026944 | 7.63 | Solar |  |  | Interconnected | Hokah | Protected Data | Protected Data | Protected Data | Residential | Made In MN | 2017 | 2017 | n/a
Xcel Energy | 85 | 13781 | IOU | OID3027311 | 39.998 | Solar |  |  | Interconnected | Saint Paul | Protected Data | Protected Data | Protected Data | Commercial | Made In MN | 2017 | 2018 | n/a
Xcel Energy | 85 | 13781 | IOU | OID3027736 | 5 | Solar |  |  | Interconnected | Minneapolis | Protected Data | Protected Data | Protected Data | Residential | Made In MN | 2017 | 2017 | n/a
Xcel Energy | 85 | 13781 | IOU | OID3028024 | 43.53 | Solar |  |  | Interconnected | Minneapolis | Protected Data | Protected Data | Protected Data | Commercial | Made In MN | 2017 | 2017 | n/a
Xcel Energy | 85 | 13781 | IOU | OID3028034 | 9.94 | Solar |  |  | Interconnected | Rosemount | Protected Data | Protected Data | Protected Data | Residential | Made In MN | 2017 | 2017 | n/a
Xcel Energy | 85 | 13781 | IOU | OID3028056 | 11.39 | Solar |  |  | Interconnected | Eden Prairie | Protected Data | Protected Data | Protected Data | Residential | Solar* Rewards | 2017 | 2017 | n/a
Xcel Energy | 85 | 13781 | IOU | OID3028125 | 9.94 | Solar |  |  | Interconnected | Edina | Protected Data | Protected Data | Protected Data | Residential | Solar* Rewards | 2017 | 2018 | n/a
Xcel Energy | 85 | 13781 | IOU | OID3028449 | 7.63 | Solar |  |  | Interconnected | West Saint Paul | Protected Data | Protected Data | Protected Data | Residential | Solar* Rewards | 2017 | 2018 | n/a
Xcel Energy | 85 | 13781 | IOU | OID3028533 | 9.94 | Solar |  |  | Interconnected | Roseville | Protected Data | Protected Data | Protected Data | Residential | Made In MN | 2017 | 2017 | n/a
Xcel Energy | 85 | 13781 | IOU | OID3028646 | 7.63 | Solar |  |  | Interconnected | Mendota Heights | Protected Data | Protected Data | Protected Data | Residential | Made In MN | 2017 | 2017 | n/a
Xcel Energy | 85 | 13781 | IOU | OID3028849 | 7.625 | Solar |  |  | Interconnected | Minnetonka | Protected Data | Protected Data | Protected Data | Residential | Solar* Rewards | 2017 | 2017 | n/a
Xcel Energy | 85 | 13781 | IOU | OID3028863 | 5 | Solar |  |  | Interconnected | Saint Paul | Protected Data | Protected Data | Protected Data | Residential | Made In MN | 2017 | 2017 | n/a
Xcel Energy | 85 | 13781 | IOU | OID3028925 | 15.26 | Solar |  |  | Interconnected | Faribault | Protected Data | Protected Data | Protected Data | Residential | Solar* Rewards | 2017 | 2017 | n/a
Xcel Energy | 85 | 13781 | IOU | OID3029071 | 9.94 | Solar |  |  | Interconnected | Woodbury | Protected Data | Protected Data | Protected Data | Residential | Solar* Rewards | 2017 | 2018 | n/a
Xcel Energy | 85 | 13781 | IOU | OID3029119 | 6 | Solar |  |  | Interconnected | Saint Paul | Protected Data | Protected Data | Protected Data | Residential | Solar* Rewards | 2017 | 2018 | n/a
Xcel Energy | 85 | 13781 | IOU | OID3029503 | 9.94 | Solar |  |  | Interconnected | South Saint Paul | Protected Data | Protected Data | Protected Data | Residential | Solar* Rewards | 2017 | 2017 | n/a
Xcel Energy | 85 | 13781 | IOU | OID3029601 | 9.94 | Solar |  |  | Interconnected | Mendota Heights | Protected Data | Protected Data | Protected Data | Residential | Solar* Rewards | 2017 | 2017 | n/a
Xcel Energy | 85 | 13781 | IOU | OID3029645 | 9.94 | Solar |  |  | Interconnected | Minneapolis | Protected Data | Protected Data | Protected Data | Residential | Made In MN | 2017 | 2017 | n/a
Xcel Energy | 85 | 13781 | IOU | OID3029909 | 6 | Solar |  |  | Interconnected | Forest Lake | Protected Data | Protected Data | Protected Data | Residential | Solar* Rewards | 2017 | 2017 | n/a
Xcel Energy | 85 | 13781 | IOU | OID3030209 | 7.625 | Solar |  |  | Interconnected | Minneapolis | Protected Data | Protected Data | Protected Data | Residential | Made In MN | 2017 | 2018 | n/a
Xcel Energy | 85 | 13781 | IOU | OID3030411 | 9.94 | Solar |  |  | Interconnected | Roseville | Protected Data | Protected Data | Protected Data | Residential | Solar* Rewards | 2017 | 2018 | n/a
Xcel Energy | 85 | 13781 | IOU | OID3030435 | 9.94 | Solar |  |  | Interconnected | Minneapolis | Protected Data | Protected Data | Protected Data | Residential | Solar* Rewards | 2017 | 2017 | n/a
Xcel Energy | 85 | 13781 | IOU | OID3030463 | 33.3 | Solar |  |  | Interconnected | Maple Grove | Protected Data | Protected Data | Protected Data | Commercial | Made In MN | 2017 | 2017 | n/a
Xcel Energy | 85 | 13781 | IOU | OID3030530 | 7.63 | Solar |  |  | Interconnected | Saint Paul | Protected Data | Protected Data | Protected Data | Residential | Made In MN | 2017 | 2017 | n/a
Xcel Energy | 85 | 13781 | IOU | OID3030536 | 6 | Solar |  |  | Interconnected | Saint Paul | Protected Data | Protected Data | Protected Data | Residential | Made In MN | 2017 | 2017 | n/a
Xcel Energy | 85 | 13781 | IOU | OID3030617 | 6 | Solar |  |  | Interconnected | Minneapolis | Protected Data | Protected Data | Protected Data | Residential | Solar* Rewards | 2017 | 2017 | n/a
Xcel Energy | 85 | 13781 | IOU | OID3030733 | 7.625 | Solar |  |  | Interconnected | Brooklyn Park | Protected Data | Protected Data | Protected Data | Residential | Made In MN | 2017 | 2017 | n/a
Xcel Energy | 85 | 13781 | IOU | OID3030741 | 7.625 | Solar |  |  | Interconnected | Minneapolis | Protected Data | Protected Data | Protected Data | Residential | Made In MN | 2017 | 2018 | n/a
Xcel Energy | 85 | 13781 | IOU | OID3030913 | 5 | Solar |  |  | Interconnected | Minneapolis | Protected Data | Protected Data | Protected Data | Residential | Solar* Rewards | 2017 | 2017 | n/a
Xcel Energy | 85 | 13781 | IOU | OID3031484 | 3 | Solar |  |  | Interconnected | Saint Paul | Protected Data | Protected Data | Protected Data | Residential | Solar* Rewards | 2017 | 2018 | n/a
Xcel Energy | 85 | 13781 | IOU | OID3031527 | 11.39 | Solar |  |  | Interconnected | Carver | Protected Data | Protected Data | Protected Data | Residential | Solar* Rewards | 2017 | 2017 | n/a
Xcel Energy | 85 | 13781 | IOU | OID3031585 | 16.32 | Solar |  |  | Interconnected | West Saint Paul | Protected Data | Protected Data | Protected Data | Commercial | Solar* Rewards | 2017 | 2017 | n/a
Xcel Energy | 85 | 13781 | IOU | OID3033083 | 9.94 | Solar |  |  | Interconnected | Marine On Saint Croix | Protected Data | Protected Data | Protected Data | Residential | Made In MN | 2017 | 2017 | n/a
Xcel Energy | 85 | 13781 | IOU | OID3033098 | 7.625 | Solar |  |  | Interconnected | Saint Paul | Protected Data | Protected Data | Protected Data | Residential | Solar* Rewards | 2017 | 2018 | n/a
Xcel Energy | 85 | 13781 | IOU | OID3033155 | 5 | Solar |  |  | Interconnected | Minneapolis | Protected Data | Protected Data | Protected Data | Residential | Solar* Rewards | 2017 | 2018 | n/a
Xcel Energy | 85 | 13781 | IOU | OID3033198 | 9.94 | Solar |  |  | Interconnected | Sartell | Protected Data | Protected Data | Protected Data | Residential | Made In MN | 2017 | 2018 | n/a
Xcel Energy | 85 | 13781 | IOU | OID3033281 | 1.5 | Wind |  |  | Interconnected | Roseville | Protected Data | Protected Data | Protected Data | Residential | n/a | 2017 | 2018 | n/a
Xcel Energy | 85 | 13781 | IOU | OID3033590 | 18 | Solar |  |  | Interconnected | Waseca | Protected Data | Protected Data | Protected Data | Commercial | Solar* Rewards | 2017 | 2018 | n/a
Xcel Energy | 85 | 13781 | IOU | OID3033652 | 18 | Solar |  |  | Interconnected | Janesville | Protected Data | Protected Data | Protected Data | Residential | Solar* Rewards | 2017 | 2018 | n/a
Xcel Energy | 85 | 13781 | IOU | OID3033979 | 18 | Solar |  |  | Interconnected | Janesville | Protected Data | Protected Data | Protected Data | Residential | Solar* Rewards | 2017 | 2018 | n/a
Xcel Energy | 85 | 13781 | IOU | OID3034758 | 6 | Solar |  |  | Interconnected | Saint Paul | Protected Data | Protected Data | Protected Data | Residential | Made In MN | 2017 | 2017 | n/a
Xcel Energy | 85 | 13781 | IOU | OID3034864 | 6.916 | Solar |  |  | Interconnected | Saint Cloud | Protected Data | Protected Data | Protected Data | Residential | Made In MN | 2017 | 2017 | n/a
Xcel Energy | 85 | 13781 | IOU | OID3034917 | 9.94 | Solar |  |  | Interconnected | Minneapolis | Protected Data | Protected Data | Protected Data | Residential | Solar* Rewards | 2017 | 2018 | n/a
Xcel Energy | 85 | 13781 | IOU | OID3035411 | 3.747 | Solar |  |  | Interconnected | Minneapolis | Protected Data | Protected Data | Protected Data | Residential | Solar* Rewards | 2017 | 2017 | n/a
Xcel Energy | 85 | 13781 | IOU | OID3036107 | 14.4 | Solar |  |  | Interconnected | West Saint Paul | Protected Data | Protected Data | Protected Data | Commercial | Solar* Rewards | 2017 | 2017 | n/a
Xcel Energy | 85 | 13781 | IOU | OID3036277 | 6 | Solar |  |  | Interconnected | Independence | Protected Data | Protected Data | Protected Data | Residential | Solar* Rewards | 2017 | 2017 | n/a
Xcel Energy | 85 | 13781 | IOU | OID3036284 | 39.998 | Solar |  |  | Interconnected | Minneapolis | Protected Data | Protected Data | Protected Data | Commercial | Made In MN | 2017 | 2017 | n/a
Xcel Energy | 85 | 13781 | IOU | OID3036313 | 3.92 | Solar |  |  | Interconnected | Minneapolis | Protected Data | Protected Data | Protected Data | Residential | Solar* Rewards | 2017 | 2018 | n/a
Xcel Energy | 85 | 13781 | IOU | OID3036493 | 3.747 | Solar |  |  | Interconnected | Excelsior | Protected Data | Protected Data | Protected Data | Residential | Solar* Rewards | 2017 | 2017 | n/a
Xcel Energy | 85 | 13781 | IOU | OID3036595 | 5 | Solar |  |  | Interconnected | Minneapolis | Protected Data | Protected Data | Protected Data | Residential | Solar* Rewards | 2017 | 2018 | n/a
Xcel Energy | 85 | 13781 | IOU | OID3036657 | 6 | Solar |  |  | Interconnected | White Bear Lake | Protected Data | Protected Data | Protected Data | Residential | Solar* Rewards | 2017 | 2018 | n/a
Xcel Energy | 85 | 13781 | IOU | OID3037155 | 39.998 | Solar |  |  | Interconnected | Saint Paul | Protected Data | Protected Data | Protected Data | Commercial | Made In MN | 2017 | 2017 | n/a
Xcel Energy | 85 | 13781 | IOU | OID3037159 | 18 | Solar |  |  | Interconnected | Saint Louis Park | Protected Data | Protected Data | Protected Data | Commercial | Solar* Rewards | 2017 | 2018 | n/a
Xcel Energy | 85 | 13781 | IOU | OID3037160 | 17.57 | Solar |  |  | Interconnected | Wayzata | Protected Data | Protected Data | Protected Data | Residential | Solar* Rewards | 2017 | 2017 | n/a
Xcel Energy | 85 | 13781 | IOU | OID3037953 | 3.36 | Solar |  |  | Interconnected | Saint Paul | Protected Data | Protected Data | Protected Data | Residential | Made In MN | 2017 | 2017 | n/a
Xcel Energy | 85 | 13781 | IOU | OID3038010 | 15.26 | Solar |  |  | Interconnected | Ruthton | Protected Data | Protected Data | Protected Data | Commercial | Made In MN | 2017 | 2017 | n/a
Xcel Energy | 85 | 13781 | IOU | OID3038048 | 29.82 | Solar |  |  | Interconnected | Ruthton | Protected Data | Protected Data | Protected Data | Commercial | Made In MN | 2017 | 2017 | n/a
Xcel Energy | 85 | 13781 | IOU | OID3038118 | 29.82 | Solar |  |  | Interconnected | Ruthton | Protected Data | Protected Data | Protected Data | Commercial | Made In MN | 2017 | 2017 | n/a
Xcel Energy | 85 | 13781 | IOU | OID3038124 | 9.94 | Solar |  |  | Interconnected | Brooklyn Park | Protected Data | Protected Data | Protected Data | Residential | Solar* Rewards | 2017 | 2017 | n/a
Xcel Energy | 85 | 13781 | IOU | OID3038135 | 15.26 | Solar |  |  | Interconnected | Ruthton | Protected Data | Protected Data | Protected Data | Commercial | Solar* Rewards | 2017 | 2017 | n/a
Xcel Energy | 85 | 13781 | IOU | OID3038364 | 9.94 | Solar |  |  | Interconnected | Saint Paul | Protected Data | Protected Data | Protected Data | Residential | Made In MN | 2017 | 2017 | n/a
Xcel Energy | 85 | 13781 | IOU | OID3038775 | 11.241 | Solar |  |  | Interconnected | Saint Paul | Protected Data | Protected Data | Protected Data | Commercial | Solar* Rewards | 2017 | 2018 | n/a
Xcel Energy | 85 | 13781 | IOU | OID3038797 | 11.241 | Solar |  |  | Interconnected | Saint Paul | Protected Data | Protected Data | Protected Data | Commercial | Solar* Rewards | 2017 | 2018 | n/a
Xcel Energy | 85 | 13781 | IOU | OID3038805 | 9.94 | Solar |  |  | Interconnected | Taylors Falls | Protected Data | Protected Data | Protected Data | Residential | Made In MN | 2017 | 2018 | n/a
Xcel Energy | 85 | 13781 | IOU | OID3038822 | 11.241 | Solar |  |  | Interconnected | Saint Paul | Protected Data | Protected Data | Protected Data | Commercial | Solar* Rewards | 2017 | 2018 | n/a
Xcel Energy | 85 | 13781 | IOU | OID3038823 | 5 | Solar |  |  | Interconnected | Northfield | Protected Data | Protected Data | Protected Data | Residential | Made In MN | 2017 | 2017 | n/a
Xcel Energy | 85 | 13781 | IOU | OID3038837 | 18 | Solar |  |  | Interconnected | Saint Paul | Protected Data | Protected Data | Protected Data | Commercial | Solar* Rewards | 2017 | 2018 | n/a
Xcel Energy | 85 | 13781 | IOU | OID3038857 | 7.92 | Solar |  |  | Interconnected | Saint Paul | Protected Data | Protected Data | Protected Data | Residential | Made In MN | 2017 | 2018 | n/a
Xcel Energy | 85 | 13781 | IOU | OID3038977 | 18 | Solar |  |  | Interconnected | Saint Paul | Protected Data | Protected Data | Protected Data | Commercial | Solar* Rewards | 2017 | 2018 | n/a
Xcel Energy | 85 | 13781 | IOU | OID3039046 | 18 | Solar |  |  | Interconnected | Saint Paul | Protected Data | Protected Data | Protected Data | Commercial | Solar* Rewards | 2017 | 2018 | n/a
Xcel Energy | 85 | 13781 | IOU | OID3039265 | 3.747 | Solar |  |  | Interconnected | Minneapolis | Protected Data | Protected Data | Protected Data | Residential | Solar* Rewards | 2017 | 2018 | n/a
Xcel Energy | 85 | 13781 | IOU | OID3039452 | 7.625 | Solar |  |  | Interconnected | White Bear Lake | Protected Data | Protected Data | Protected Data | Residential | Made In MN | 2017 | 2017 | n/a
Xcel Energy | 85 | 13781 | IOU | OID3041426 | 6 | Solar |  |  | Interconnected | Minneapolis | Protected Data | Protected Data | Protected Data | Residential | Made In MN | 2017 | 2018 | n/a
Xcel Energy | 85 | 13781 | IOU | OID3041474 | 9.94 | Solar |  |  | Interconnected | Saint Paul | Protected Data | Protected Data | Protected Data | Residential | Made In MN | 2017 | 2018 | n/a
Xcel Energy | 85 | 13781 | IOU | OID3041587 | 1.15 | Solar |  |  | Interconnected | Minneapolis | Protected Data | Protected Data | Protected Data | Residential | Solar* Rewards | 2017 | 2018 | n/a
Xcel Energy | 85 | 13781 | IOU | OID3041804 | 7.63 | Solar |  |  | Interconnected | Plymouth | Protected Data | Protected Data | Protected Data | Residential | Solar* Rewards | 2017 | 2018 | n/a
Xcel Energy | 85 | 13781 | IOU | OID3048577 | 5 | Solar |  |  | Interconnected | Golden Valley | Protected Data | Protected Data | Protected Data | Commercial | Solar* Rewards | 2017 | 2017 | n/a
Xcel Energy | 85 | 13781 | IOU | OID3048578 | 5 | Solar |  |  | Interconnected | Golden Valley | Protected Data | Protected Data | Protected Data | Commercial | Solar* Rewards | 2017 | 2017 | n/a
Xcel Energy | 85 | 13781 | IOU | OID3048579 | 5 | Solar |  |  | Interconnected | Golden Valley | Protected Data | Protected Data | Protected Data | Commercial | Solar* Rewards | 2017 | 2017 | n/a
Xcel Energy | 85 | 13781 | IOU | OID3048580 | 5 | Solar |  |  | Interconnected | Golden Valley | Protected Data | Protected Data | Protected Data | Commercial | Solar* Rewards | 2017 | 2017 | n/a
Xcel Energy | 85 | 13781 | IOU | OID3048581 | 5 | Solar |  |  | Interconnected | Golden Valley | Protected Data | Protected Data | Protected Data | Residential | Solar* Rewards | 2017 | 2017 | n/a
Xcel Energy | 85 | 13781 | IOU | OID3048582 | 5 | Solar |  |  | Interconnected | Golden Valley | Protected Data | Protected Data | Protected Data | Residential | Solar* Rewards | 2017 | 2017 | n/a
Xcel Energy | 85 | 13781 | IOU | OID3048758 | 2.962 | Solar |  |  | Interconnected | Golden Valley | Protected Data | Protected Data | Protected Data | Commercial | Solar* Rewards | 2017 | 2017 | n/a
Xcel Energy | 85 | 13781 | IOU | OID3048841 | 2.962 | Solar |  |  | Interconnected | Golden Valley | Protected Data | Protected Data | Protected Data | Commercial | Solar* Rewards | 2017 | 2017 | n/a
Xcel Energy | 85 | 13781 | IOU | OID3048851 | 2.962 | Solar |  |  | Interconnected | Golden Valley | Protected Data | Protected Data | Protected Data | Commercial | Solar* Rewards | 2017 | 2017 | n/a
Xcel Energy | 85 | 13781 | IOU | OID3048868 | 2.962 | Solar |  |  | Interconnected | Golden Valley | Protected Data | Protected Data | Protected Data | Commercial | Solar* Rewards | 2017 | 2017 | n/a
Xcel Energy | 85 | 13781 | IOU | OID3048869 | 2.962 | Solar |  |  | Interconnected | Golden Valley | Protected Data | Protected Data | Protected Data | Commercial | Solar* Rewards | 2017 | 2017 | n/a
Xcel Energy | 85 | 13781 | IOU | OID3048919 | 2.962 | Solar |  |  | Interconnected | Golden Valley | Protected Data | Protected Data | Protected Data | Commercial | Solar* Rewards | 2017 | 2017 | n/a
Xcel Energy | 85 | 13781 | IOU | OID3048952 | 2.962 | Solar |  |  | Interconnected | Golden Valley | Protected Data | Protected Data | Protected Data | Commercial | Solar* Rewards | 2017 | 2017 | n/a
Xcel Energy | 85 | 13781 | IOU | OID3048953 | 2.962 | Solar |  |  | Interconnected | Golden Valley | Protected Data | Protected Data | Protected Data | Commercial | Solar* Rewards | 2017 | 2017 | n/a
Xcel Energy | 85 | 13781 | IOU | OID3049546 | 3.747 | Solar |  |  | Interconnected | Saint Paul | Protected Data | Protected Data | Protected Data | Residential | Solar* Rewards | 2017 | 2018 | n/a
Xcel Energy | 85 | 13781 | IOU | OID3049607 | 9.94 | Solar |  |  | Interconnected | Taylors Falls | Protected Data | Protected Data | Protected Data | Residential | Made In MN | 2017 | 2017 | n/a
Xcel Energy | 85 | 13781 | IOU | OID3049622 | 8.96 | Solar |  |  | Interconnected | Big Lake | Protected Data | Protected Data | Protected Data | Residential | Solar* Rewards | 2017 | 2017 | n/a
Xcel Energy | 85 | 13781 | IOU | OID3052420 | 17.57 | Solar |  |  | Interconnected | Columbia Heights | Protected Data | Protected Data | Protected Data | Commercial | Solar* Rewards | 2017 | 2018 | n/a
Xcel Energy | 85 | 13781 | IOU | OID3052448 | 5 | Solar |  |  | Interconnected | Saint Paul | Protected Data | Protected Data | Protected Data | Residential | Solar* Rewards | 2017 | 2018 | n/a
Xcel Energy | 85 | 13781 | IOU | OID3052591 | 1.2 | Solar |  |  | Interconnected | Spring Lake Park | Protected Data | Protected Data | Protected Data | Commercial | n/a | 2017 | 2017 | n/a
Xcel Energy | 85 | 13781 | IOU | OID3052620 | 6 | Solar |  |  | Interconnected | Woodbury | Protected Data | Protected Data | Protected Data | Residential | Made In MN | 2017 | 2017 | n/a
Xcel Energy | 85 | 13781 | IOU | OID3052778 | 39.998 | Solar |  |  | Interconnected | Saint Cloud | Protected Data | Protected Data | Protected Data | Commercial | Made In MN | 2017 | 2018 | n/a
Xcel Energy | 85 | 13781 | IOU | OID3052790 | 39.998 | Solar |  |  | Interconnected | Mendota Heights | Protected Data | Protected Data | Protected Data | Commercial | Made In MN | 2017 | 2017 | n/a
Xcel Energy | 85 | 13781 | IOU | OID3052822 | 39.998 | Solar |  |  | Interconnected | Minneapolis | Protected Data | Protected Data | Protected Data | Commercial | Made In MN | 2017 | 2017 | n/a
Xcel Energy | 85 | 13781 | IOU | OID3052836 | 39.998 | Solar |  |  | Interconnected | Maple Lake | Protected Data | Protected Data | Protected Data | Commercial | Made In MN | 2017 | 2017 | n/a
Xcel Energy | 85 | 13781 | IOU | OID3053200 | 6 | Solar |  |  | Interconnected | Saint Paul | Protected Data | Protected Data | Protected Data | Residential | Solar* Rewards | 2017 | 2018 | n/a
Xcel Energy | 85 | 13781 | IOU | OID3053242 | 7.63 | Solar |  |  | Interconnected | Red Wing | Protected Data | Protected Data | Protected Data | Residential | Solar* Rewards | 2017 | 2018 | n/a
Xcel Energy | 85 | 13781 | IOU | OID3054228 | 870 | Solar |  |  | Interconnected | Minnetonka | Protected Data | Protected Data | Protected Data | Commercial | n/a | 2017 | 2017 | n/a
Xcel Energy | 85 | 13781 | IOU | OID3054795 | 11.39 | Solar |  |  | Interconnected | Center City | Protected Data | Protected Data | Protected Data | Residential | Solar* Rewards | 2017 | 2017 | n/a
Xcel Energy | 85 | 13781 | IOU | OID3054809 | 7.63 | Solar |  |  | Interconnected | Waconia | Protected Data | Protected Data | Protected Data | Residential | Solar* Rewards | 2017 | 2018 | n/a
Xcel Energy | 85 | 13781 | IOU | OID3055067 | 9.94 | Solar |  |  | Interconnected | Saint Paul | Protected Data | Protected Data | Protected Data | Residential | Made In MN | 2017 | 2017 | n/a
Xcel Energy | 85 | 13781 | IOU | OID3055071 | 17.57 | Solar |  |  | Interconnected | Pine Springs | Protected Data | Protected Data | Protected Data | Residential | Solar* Rewards | 2017 | 2018 | n/a
Xcel Energy | 85 | 13781 | IOU | OID3056104 | 5.4 | Solar |  |  | Interconnected | Saint Paul | Protected Data | Protected Data | Protected Data | Residential | Made In MN | 2017 | 2017 | n/a
Xcel Energy | 85 | 13781 | IOU | OID3058631 | 3.8 | Solar |  |  | Interconnected | Minneapolis | Protected Data | Protected Data | Protected Data | Residential | Made In MN | 2017 | 2017 | n/a
Xcel Energy | 85 | 13781 | IOU | OID3058677 | 6 | Solar |  |  | Interconnected | Saint Paul | Protected Data | Protected Data | Protected Data | Residential | Made In MN | 2017 | 2017 | n/a
Xcel Energy | 85 | 13781 | IOU | OID3058738 | 7.63 | Solar |  |  | Interconnected | Minneapolis | Protected Data | Protected Data | Protected Data | Residential | Solar* Rewards | 2017 | 2017 | n/a
Xcel Energy | 85 | 13781 | IOU | OID3058776 | 11.39 | Solar |  |  | Interconnected | Plymouth | Protected Data | Protected Data | Protected Data | Residential | Solar* Rewards | 2017 | 2017 | n/a
Xcel Energy | 85 | 13781 | IOU | OID3059080 | 3.84 | Solar |  |  | Interconnected | West Saint Paul | Protected Data | Protected Data | Protected Data | Residential | Solar* Rewards | 2017 | 2018 | n/a
Xcel Energy | 85 | 13781 | IOU | OID3059089 | 6 | Solar |  |  | Interconnected | Saint Paul | Protected Data | Protected Data | Protected Data | Residential | Made In MN | 2017 | 2017 | n/a
Xcel Energy | 85 | 13781 | IOU | OID3059565 | 5.2 | Solar |  |  | Interconnected | Carver | Protected Data | Protected Data | Protected Data | Residential | Solar* Rewards | 2017 | 2017 | n/a
Xcel Energy | 85 | 13781 | IOU | OID3059999 | 9.94 | Solar |  |  | Interconnected | Northfield | Protected Data | Protected Data | Protected Data | Residential | Made In MN | 2017 | 2018 | n/a
Xcel Energy | 85 | 13781 | IOU | OID3060043 | 19.999 | Solar |  |  | Interconnected | Golden Valley | Protected Data | Protected Data | Protected Data | Commercial | Solar* Rewards | 2017 | 2018 | n/a
Xcel Energy | 85 | 13781 | IOU | OID3060367 | 6 | Solar |  |  | Interconnected | Richfield | Protected Data | Protected Data | Protected Data | Residential | Solar* Rewards | 2017 | 2018 | n/a
Xcel Energy | 85 | 13781 | IOU | OID3060707 | 3 | Solar |  |  | Interconnected | Minneapolis | Protected Data | Protected Data | Protected Data | Residential | Solar* Rewards | 2017 | 2017 | n/a
Xcel Energy | 85 | 13781 | IOU | OID3060738 | 7.63 | Solar |  |  | Interconnected | Cannon Falls | Protected Data | Protected Data | Protected Data | Residential | Solar* Rewards | 2017 | 2017 | n/a
Xcel Energy | 85 | 13781 | IOU | OID3060750 | 9.94 | Solar |  |  | Interconnected | Maple Grove | Protected Data | Protected Data | Protected Data | Residential | Solar* Rewards | 2017 | 2018 | n/a
Xcel Energy | 85 | 13781 | IOU | OID3061254 | 5 | Solar |  |  | Interconnected | Rogers | Protected Data | Protected Data | Protected Data | Residential | Solar* Rewards | 2017 | 2017 | n/a
Xcel Energy | 85 | 13781 | IOU | OID3061471 | 13.625 | Solar |  |  | Interconnected | Sauk Rapids | Protected Data | Protected Data | Protected Data | Residential | Solar* Rewards | 2017 | 2017 | n/a
Xcel Energy | 85 | 13781 | IOU | OID3061809 | 11.39 | Solar |  |  | Interconnected | Nerstrand | Protected Data | Protected Data | Protected Data | Residential | Solar* Rewards | 2017 | 2017 | n/a
Xcel Energy | 85 | 13781 | IOU | OID3061893 | 7.616 | Solar |  |  | Interconnected | Saint Paul | Protected Data | Protected Data | Protected Data | Residential | Solar* Rewards | 2017 | 2018 | n/a
Xcel Energy | 85 | 13781 | IOU | OID3061904 | 6 | Solar |  |  | Interconnected | Saint Anthony | Protected Data | Protected Data | Protected Data | Residential | Solar* Rewards | 2017 | 2017 | n/a
Xcel Energy | 85 | 13781 | IOU | OID3061944 | 9.94 | Solar |  |  | Interconnected | Woodbury | Protected Data | Protected Data | Protected Data | Residential | Solar* Rewards | 2017 | 2017 | n/a
Xcel Energy | 85 | 13781 | IOU | OID3061990 | 6 | Solar |  |  | Interconnected | Roseville | Protected Data | Protected Data | Protected Data | Residential | Solar* Rewards | 2017 | 2018 | n/a
Xcel Energy | 85 | 13781 | IOU | OID3062011 | 2.88 | Solar |  |  | Interconnected | Minneapolis | Protected Data | Protected Data | Protected Data | Residential | Solar* Rewards | 2017 | 2017 | n/a
Xcel Energy | 85 | 13781 | IOU | OID3062019 | 11.39 | Solar |  |  | Interconnected | Stillwater | Protected Data | Protected Data | Protected Data | Residential | Solar* Rewards | 2017 | 2017 | n/a
Xcel Energy | 85 | 13781 | IOU | OID3062026 | 5 | Solar |  |  | Interconnected | Saint Paul | Protected Data | Protected Data | Protected Data | Residential | Solar* Rewards | 2017 | 2018 | n/a
Xcel Energy | 85 | 13781 | IOU | OID3062027 | 15.25 | Solar |  |  | Interconnected | Stacy | Protected Data | Protected Data | Protected Data | Residential | Solar* Rewards | 2017 | 2017 | n/a
Xcel Energy | 85 | 13781 | IOU | OID3062037 | 3.747 | Solar |  |  | Interconnected | Saint Paul | Protected Data | Protected Data | Protected Data | Residential | Solar* Rewards | 2017 | 2018 | n/a
Xcel Energy | 85 | 13781 | IOU | OID3063460 | 7.63 | Solar |  |  | Interconnected | Bloomington | Protected Data | Protected Data | Protected Data | Commercial | Made In MN | 2017 | 2017 | n/a
Xcel Energy | 85 | 13781 | IOU | OID3063547 | 24.06 | Solar |  |  | Interconnected | Saint Paul | Protected Data | Protected Data | Protected Data | Commercial | n/a | 2017 | 2018 | n/a
Xcel Energy | 85 | 13781 | IOU | OID3063578 | 22.78 | Solar |  |  | Interconnected | Minneapolis | Protected Data | Protected Data | Protected Data | Commercial | Made In MN | 2017 | 2018 | n/a
Xcel Energy | 85 | 13781 | IOU | OID3063713 | 5 | Solar |  |  | Interconnected | Stillwater | Protected Data | Protected Data | Protected Data | Residential | Solar* Rewards | 2017 | 2018 | n/a
Xcel Energy | 85 | 13781 | IOU | OID3064039 | 3.8 | Solar |  |  | Interconnected | Crystal | Protected Data | Protected Data | Protected Data | Residential | Solar* Rewards | 2017 | 2017 | n/a
Xcel Energy | 85 | 13781 | IOU | OID3064205 | 5 | Solar |  |  | Interconnected | Saint Paul | Protected Data | Protected Data | Protected Data | Residential | Solar* Rewards | 2017 | 2018 | n/a
Xcel Energy | 85 | 13781 | IOU | OID3064243 | 7.625 | Solar |  |  | Interconnected | Shoreview | Protected Data | Protected Data | Protected Data | Residential | Solar* Rewards | 2017 | 2018 | n/a
Xcel Energy | 85 | 13781 | IOU | OID3064268 | 9.94 | Solar |  |  | Interconnected | Tyler | Protected Data | Protected Data | Protected Data | Residential | Solar* Rewards | 2017 | 2017 | n/a
Xcel Energy | 85 | 13781 | IOU | OID3064276 | 7.63 | Solar |  |  | Interconnected | Saint Paul | Protected Data | Protected Data | Protected Data | Residential | Solar* Rewards | 2017 | 2018 | n/a
Xcel Energy | 85 | 13781 | IOU | OID3064346 | 15.26 | Solar |  |  | Interconnected | Montevideo | Protected Data | Protected Data | Protected Data | Residential | Solar* Rewards | 2017 | 2018 | n/a
Xcel Energy | 85 | 13781 | IOU | OID3065156 | 66.6 | Solar |  |  | Interconnected | Saint Paul | Protected Data | Protected Data | Protected Data | Commercial | n/a | 2017 | 2018 | n/a
Xcel Energy | 85 | 13781 | IOU | OID3065158 | 7.625 | Solar |  |  | Interconnected | Coon Rapids | Protected Data | Protected Data | Protected Data | Residential | Solar* Rewards | 2017 | 2018 | n/a
Xcel Energy | 85 | 13781 | IOU | OID3065396 | 9.94 | Solar |  |  | Interconnected | Roseville | Protected Data | Protected Data | Protected Data | Residential | Solar* Rewards | 2017 | 2017 | n/a
Xcel Energy | 85 | 13781 | IOU | OID3065426 | 3.36 | Solar |  |  | Interconnected | Columbia Heights | Protected Data | Protected Data | Protected Data | Commercial | Solar* Rewards | 2017 | 2018 | n/a
Xcel Energy | 85 | 13781 | IOU | OID3065849 | 3.8 | Solar |  |  | Interconnected | Minneapolis | Protected Data | Protected Data | Protected Data | Residential | Solar* Rewards | 2017 | 2018 | n/a
Xcel Energy | 85 | 13781 | IOU | OID3065930 | 5 | Solar |  |  | Interconnected | Minneapolis | Protected Data | Protected Data | Protected Data | Residential | Solar* Rewards | 2017 | 2018 | n/a
Xcel Energy | 85 | 13781 | IOU | OID3066195 | 6 | Solar |  |  | Interconnected | Brooklyn Center | Protected Data | Protected Data | Protected Data | Residential | Solar* Rewards | 2017 | 2018 | n/a
Xcel Energy | 85 | 13781 | IOU | OID3066246 | 3.747 | Solar |  |  | Interconnected | Excelsior | Protected Data | Protected Data | Protected Data | Residential | Solar* Rewards | 2017 | 2017 | n/a
Xcel Energy | 85 | 13781 | IOU | OID3066745 | 11.39 | Solar |  |  | Interconnected | Lake City | Protected Data | Protected Data | Protected Data | Residential | Solar* Rewards | 2017 | 2017 | n/a
Xcel Energy | 85 | 13781 | IOU | OID3066766 | 6 | Solar |  |  | Interconnected | Saint Paul | Protected Data | Protected Data | Protected Data | Residential | Made In MN | 2017 | 2017 | n/a
Xcel Energy | 85 | 13781 | IOU | OID3066897 | 7.63 | Solar |  |  | Interconnected | Golden Valley | Protected Data | Protected Data | Protected Data | Residential | Solar* Rewards | 2017 | 2018 | n/a
Xcel Energy | 85 | 13781 | IOU | OID3067353 | 5 | Solar |  |  | Interconnected | Lino Lakes | Protected Data | Protected Data | Protected Data | Residential | Solar* Rewards | 2017 | 2018 | n/a
Xcel Energy | 85 | 13781 | IOU | OID3067365 | 6 | Solar |  |  | Interconnected | Richfield | Protected Data | Protected Data | Protected Data | Residential | Solar* Rewards | 2017 | 2018 | n/a
Xcel Energy | 85 | 13781 | IOU | OID3068011 | 8.12 | Solar |  |  | Interconnected | Minneapolis | Protected Data | Protected Data | Protected Data | Residential | Solar* Rewards | 2017 | 2018 | n/a
Xcel Energy | 85 | 13781 | IOU | OID3068222 | 6 | Solar |  |  | Interconnected | White Bear Lake | Protected Data | Protected Data | Protected Data | Residential | Solar* Rewards | 2017 | 2018 | n/a
Xcel Energy | 85 | 13781 | IOU | OID3068243 | 7.616 | Solar |  |  | Interconnected | Minneapolis | Protected Data | Protected Data | Protected Data | Residential | Solar* Rewards | 2017 | 2018 | n/a
Xcel Energy | 85 | 13781 | IOU | OID3070596 | 5.76 | Solar |  |  | Interconnected | Lake Elmo | Protected Data | Protected Data | Protected Data | Residential | Made In MN | 2017 | 2018 | n/a
Xcel Energy | 85 | 13781 | IOU | OID3071117 | 7.63 | Solar |  |  | Interconnected | Golden Valley | Protected Data | Protected Data | Protected Data | Commercial | Made In MN | 2017 | 2018 | n/a
Xcel Energy | 85 | 13781 | IOU | OID3071352 | 5 | Solar |  |  | Interconnected | Minneapolis | Protected Data | Protected Data | Protected Data | Residential | Solar* Rewards | 2017 | 2018 | n/a
Xcel Energy | 85 | 13781 | IOU | OID3073602 | 8 | Solar |  |  | Interconnected | Winona | Protected Data | Protected Data | Protected Data | Residential | Made In MN | 2017 | 2017 | n/a
Xcel Energy | 85 | 13781 | IOU | OID3073724 | 9.94 | Solar |  |  | Interconnected | Saint Paul | Protected Data | Protected Data | Protected Data | Residential | Solar* Rewards | 2017 | 2018 | n/a
Xcel Energy | 85 | 13781 | IOU | OID3073731 | 7.63 | Solar |  |  | Interconnected | Roseville | Protected Data | Protected Data | Protected Data | Residential | Solar* Rewards | 2017 | 2018 | n/a
Xcel Energy | 85 | 13781 | IOU | OID3076319 | 12 | Solar |  |  | Interconnected | Norwood Young America | Protected Data | Protected Data | Protected Data | Residential | Solar* Rewards | 2017 | 2018 | n/a
Xcel Energy | 85 | 13781 | IOU | OID3076443 | 3.8 | Solar |  |  | Interconnected | Belle Plaine | Protected Data | Protected Data | Protected Data | Residential | Solar* Rewards | 2017 | 2018 | n/a
Xcel Energy | 85 | 13781 | IOU | OID3076485 | 9.94 | Solar |  |  | Interconnected | Faribault | Protected Data | Protected Data | Protected Data | Residential | Made In MN | 2017 | 2018 | n/a
Xcel Energy | 85 | 13781 | IOU | OID3076859 | 9.94 | Solar |  |  | Interconnected | Wabasha | Protected Data | Protected Data | Protected Data | Commercial | Solar* Rewards | 2017 | 2017 | n/a
Xcel Energy | 85 | 13781 | IOU | OID3076910 | 6 | Solar |  |  | Interconnected | Gibbon | Protected Data | Protected Data | Protected Data | Residential | Solar* Rewards | 2017 | 2018 | n/a
Xcel Energy | 85 | 13781 | IOU | OID3076963 | 7.625 | Solar |  |  | Interconnected | Monticello | Protected Data | Protected Data | Protected Data | Residential | Made In MN | 2017 | 2017 | n/a
Xcel Energy | 85 | 13781 | IOU | OID3077262 | 39.998 | Solar |  |  | Interconnected | Minneapolis | Protected Data | Protected Data | Protected Data | Commercial | Made In MN | 2017 | 2017 | n/a
Xcel Energy | 85 | 13781 | IOU | OID3077983 | 16.4 | Solar |  |  | Interconnected | Kimball | Protected Data | Protected Data | Protected Data | Commercial | Solar* Rewards | 2017 | 2018 | n/a
Xcel Energy | 85 | 13781 | IOU | OID3078114 | 6.5 | Solar |  |  | Interconnected | Minneapolis | Protected Data | Protected Data | Protected Data | Residential | Solar* Rewards | 2017 | 2017 | n/a
Xcel Energy | 85 | 13781 | IOU | OID3080254 | 3.8 | Solar |  |  | Interconnected | Saint Paul | Protected Data | Protected Data | Protected Data | Residential | Solar* Rewards | 2017 | 2017 | n/a
Xcel Energy | 85 | 13781 | IOU | OID3080293 | 9.94 | Solar |  |  | Interconnected | Plymouth | Protected Data | Protected Data | Protected Data | Residential | Solar* Rewards | 2017 | 2018 | n/a
Xcel Energy | 85 | 13781 | IOU | OID3080301 | 6 | Solar |  |  | Interconnected | Minneapolis | Protected Data | Protected Data | Protected Data | Residential | Made In MN | 2017 | 2017 | n/a
Xcel Energy | 85 | 13781 | IOU | OID3081046 | 2.962 | Solar |  |  | Interconnected | Bloomington | Protected Data | Protected Data | Protected Data | Residential | Solar* Rewards | 2017 | 2018 | n/a
Xcel Energy | 85 | 13781 | IOU | OID3081371 | 7.63 | Solar |  |  | Interconnected | Minneapolis | Protected Data | Protected Data | Protected Data | Residential | Solar* Rewards | 2017 | 2017 | n/a
Xcel Energy | 85 | 13781 | IOU | OID3083499 | 7.625 | Solar |  |  | Interconnected | Minneapolis | Protected Data | Protected Data | Protected Data | Commercial | Solar* Rewards | 2017 | 2018 | n/a
Xcel Energy | 85 | 13781 | IOU | OID3083646 | 7.625 | Solar |  |  | Interconnected | Saint Louis Park | Protected Data | Protected Data | Protected Data | Residential | Solar* Rewards | 2017 | 2018 | n/a
Xcel Energy | 85 | 13781 | IOU | OID3083863 | 7.625 | Solar |  |  | Interconnected | Lino Lakes | Protected Data | Protected Data | Protected Data | Residential | Solar* Rewards | 2017 | 2017 | n/a
Xcel Energy | 85 | 13781 | IOU | OID3084150 | 6 | Solar |  |  | Interconnected | Byron | Protected Data | Protected Data | Protected Data | Residential | Made In MN | 2017 | 2017 | n/a
Xcel Energy | 85 | 13781 | IOU | OID3084212 | 9.94 | Solar |  |  | Interconnected | Becker | Protected Data | Protected Data | Protected Data | Residential | Solar* Rewards | 2017 | 2018 | n/a
Xcel Energy | 85 | 13781 | IOU | OID3084217 | 5 | Solar |  |  | Interconnected | Minneapolis | Protected Data | Protected Data | Protected Data | Residential | Solar* Rewards | 2017 | 2018 | n/a
Xcel Energy | 85 | 13781 | IOU | OID3084506 | 7.625 | Solar |  |  | Interconnected | Minnetonka | Protected Data | Protected Data | Protected Data | Residential | Solar* Rewards | 2017 | 2018 | n/a
Xcel Energy | 85 | 13781 | IOU | OID3084719 | 7.63 | Solar |  |  | Interconnected | Excelsior | Protected Data | Protected Data | Protected Data | Residential | Solar* Rewards | 2017 | 2017 | n/a
Xcel Energy | 85 | 13781 | IOU | OID3084844 | 5 | Solar |  |  | Interconnected | Stillwater | Protected Data | Protected Data | Protected Data | Residential | Solar* Rewards | 2017 | 2018 | n/a
Xcel Energy | 85 | 13781 | IOU | OID3085089 | 3.747 | Solar |  |  | Interconnected | Northfield | Protected Data | Protected Data | Protected Data | Residential | Solar* Rewards | 2017 | 2018 | n/a
Xcel Energy | 85 | 13781 | IOU | OID3085097 | 2.962 | Solar |  |  | Interconnected | Saint Louis Park | Protected Data | Protected Data | Protected Data | Residential | Solar* Rewards | 2017 | 2017 | n/a
Xcel Energy | 85 | 13781 | IOU | OID3085349 | 15.26 | Solar |  |  | Interconnected | Minneapolis | Protected Data | Protected Data | Protected Data | Commercial | Solar* Rewards | 2017 | 2019 | n/a
Xcel Energy | 85 | 13781 | IOU | OID3087223 | 66.6 | Solar |  |  | Interconnected | Saint Louis Park | Protected Data | Protected Data | Protected Data | Commercial | n/a | 2017 | 2018 | n/a
Xcel Energy | 85 | 13781 | IOU | OID3087235 | 6 | Solar |  |  | Interconnected | Red Wing | Protected Data | Protected Data | Protected Data | Residential | Solar* Rewards | 2017 | 2018 | n/a
Xcel Energy | 85 | 13781 | IOU | OID3087391 | 19.999 | Solar |  |  | Interconnected | Eden Prairie | Protected Data | Protected Data | Protected Data | Commercial | Solar* Rewards | 2017 | 2018 | n/a
Xcel Energy | 85 | 13781 | IOU | OID3087872 | 5 | Solar |  |  | Interconnected | Stillwater | Protected Data | Protected Data | Protected Data | Residential | Made In MN | 2017 | 2018 | n/a
Xcel Energy | 85 | 13781 | IOU | OID3088207 | 2.4 | Solar |  |  | Interconnected | Woodbury | Protected Data | Protected Data | Protected Data | Residential | Solar* Rewards | 2017 | 2018 | n/a
Xcel Energy | 85 | 13781 | IOU | OID3088440 | 2.962 | Solar |  |  | Interconnected | Minneapolis | Protected Data | Protected Data | Protected Data | Residential | Solar* Rewards | 2017 | 2017 | n/a
Xcel Energy | 85 | 13781 | IOU | OID3088504 | 9.94 | Solar |  |  | Interconnected | Red Wing | Protected Data | Protected Data | Protected Data | Residential | Solar* Rewards | 2017 | 2018 | n/a
Xcel Energy | 85 | 13781 | IOU | OID3089613 | 39.998 | Solar |  |  | Interconnected | Eden Prairie | Protected Data | Protected Data | Protected Data | Commercial | Made In MN | 2017 | 2017 | n/a
Xcel Energy | 85 | 13781 | IOU | OID3089619 | 19.999 | Solar |  |  | Interconnected | Long Lake | Protected Data | Protected Data | Protected Data | Commercial | Solar* Rewards | 2017 | 2018 | n/a
Xcel Energy | 85 | 13781 | IOU | OID3089931 | 3.747 | Solar |  |  | Interconnected | Rosemount | Protected Data | Protected Data | Protected Data | Residential | Solar* Rewards | 2017 | 2017 | n/a
Xcel Energy | 85 | 13781 | IOU | OID3089968 | 9.94 | Solar |  |  | Interconnected | Minneapolis | Protected Data | Protected Data | Protected Data | Residential | Solar* Rewards | 2017 | 2018 | n/a
Xcel Energy | 85 | 13781 | IOU | OID3092909 | 39.998 | Solar |  |  | Interconnected | Eden Prairie | Protected Data | Protected Data | Protected Data | Commercial | Made In MN | 2017 | 2017 | n/a
Xcel Energy | 85 | 13781 | IOU | OID3092937 | 39.998 | Solar |  |  | Interconnected | Eden Prairie | Protected Data | Protected Data | Protected Data | Commercial | Made In MN | 2017 | 2017 | n/a
Xcel Energy | 85 | 13781 | IOU | OID3092991 | 39.998 | Solar |  |  | Interconnected | Eden Prairie | Protected Data | Protected Data | Protected Data | Commercial | Made In MN | 2017 | 2017 | n/a
Xcel Energy | 85 | 13781 | IOU | OID3093011 | 7.63 | Solar |  |  | Interconnected | Lakeville | Protected Data | Protected Data | Protected Data | Residential | Solar* Rewards | 2017 | 2018 | n/a
Xcel Energy | 85 | 13781 | IOU | OID3093084 | 39.998 | Solar |  |  | Interconnected | Burnsville | Protected Data | Protected Data | Protected Data | Commercial | Made In MN | 2017 | 2018 | n/a
Xcel Energy | 85 | 13781 | IOU | OID3093089 | 39.998 | Solar |  |  | Interconnected | Savage | Protected Data | Protected Data | Protected Data | Commercial | Made In MN | 2017 | 2017 | n/a
Xcel Energy | 85 | 13781 | IOU | OID3093102 | 39.998 | Solar |  |  | Interconnected | Bloomington | Protected Data | Protected Data | Protected Data | Commercial | Made In MN | 2017 | 2017 | n/a
Xcel Energy | 85 | 13781 | IOU | OID3093206 | 18 | Solar |  |  | Interconnected | New Brighton | Protected Data | Protected Data | Protected Data | Commercial | Made In MN | 2017 | 2018 | n/a
Xcel Energy | 85 | 13781 | IOU | OID3093390 | 6 | Solar |  |  | Interconnected | Janesville | Protected Data | Protected Data | Protected Data | Residential | n/a | 2017 | 2018 | n/a
Xcel Energy | 85 | 13781 | IOU | OID3093474 | 19.999 | Solar |  |  | Interconnected | Tracy | Protected Data | Protected Data | Protected Data | Commercial | Solar* Rewards | 2017 | 2018 | n/a
Xcel Energy | 85 | 13781 | IOU | OID3095718 | 6 | Solar |  |  | Interconnected | Waseca | Protected Data | Protected Data | Protected Data | Commercial | n/a | 2017 | 2018 | n/a
Xcel Energy | 85 | 13781 | IOU | OID3095963 | 4.5 | Solar |  |  | Interconnected | Winona | Protected Data | Protected Data | Protected Data | Residential | Made In MN | 2017 | 2017 | n/a
Xcel Energy | 85 | 13781 | IOU | OID3098169 | 39.998 | Solar |  |  | Interconnected | Eden Prairie | Protected Data | Protected Data | Protected Data | Commercial | Made In MN | 2017 | 2017 | n/a
Xcel Energy | 85 | 13781 | IOU | OID3098480 | 2.8 | Solar |  |  | Interconnected | Minneapolis | Protected Data | Protected Data | Protected Data | Residential | n/a | 2017 | 2017 | n/a
Xcel Energy | 85 | 13781 | IOU | OID3098533 | 36 | Solar |  |  | Interconnected | New Brighton | Protected Data | Protected Data | Protected Data | Commercial | Made In MN | 2017 | 2017 | n/a
Xcel Energy | 85 | 13781 | IOU | OID3098555 | 36 | Solar |  |  | Interconnected | Shoreview | Protected Data | Protected Data | Protected Data | Commercial | Made In MN | 2017 | 2017 | n/a
Xcel Energy | 85 | 13781 | IOU | OID3099190 | 18 | Solar |  |  | Interconnected | Red Wing | Protected Data | Protected Data | Protected Data | Commercial | Made In MN | 2017 | 2017 | n/a
Xcel Energy | 85 | 13781 | IOU | OID3099350 | 9.94 | Solar |  |  | Interconnected | Arden Hills | Protected Data | Protected Data | Protected Data | Residential | Made In MN | 2017 | 2017 | n/a
Xcel Energy | 85 | 13781 | IOU | OID3099969 | 29.82 | Solar |  |  | Interconnected | New Brighton | Protected Data | Protected Data | Protected Data | Commercial | Made In MN | 2017 | 2018 | n/a
Xcel Energy | 85 | 13781 | IOU | OID3100886 | 8.5 | Solar |  |  | Interconnected | Winona | Protected Data | Protected Data | Protected Data | Residential | Made In MN | 2017 | 2018 | n/a
Xcel Energy | 85 | 13781 | IOU | OID3102280 | 6 | Solar |  |  | Interconnected | Minneapolis | Protected Data | Protected Data | Protected Data | Residential | Made In MN | 2017 | 2017 | n/a
Xcel Energy | 85 | 13781 | IOU | OID3102298 | 9.94 | Solar |  |  | Interconnected | Mahtomedi | Protected Data | Protected Data | Protected Data | Residential | Made In MN | 2017 | 2017 | n/a
Xcel Energy | 85 | 13781 | IOU | OID3102528 | 39.998 | Solar |  |  | Interconnected | Fridley | Protected Data | Protected Data | Protected Data | Commercial | Made In MN | 2017 | 2018 | n/a
Xcel Energy | 85 | 13781 | IOU | OID3102549 | 39.998 | Solar |  |  | Interconnected | Columbia Heights | Protected Data | Protected Data | Protected Data | Commercial | Made In MN | 2017 | 2018 | n/a
Xcel Energy | 85 | 13781 | IOU | OID3102568 | 39.998 | Solar |  |  | Interconnected | Eden Prairie | Protected Data | Protected Data | Protected Data | Commercial | Made In MN | 2017 | 2018 | n/a
Xcel Energy | 85 | 13781 | IOU | OID3103046 | 33.3 | Solar |  |  | Interconnected | Burnsville | Protected Data | Protected Data | Protected Data | Commercial | Made In MN | 2017 | 2018 | n/a
Xcel Energy | 85 | 13781 | IOU | OID3105750 | 9.94 | Solar |  |  | Interconnected | Shafer | Protected Data | Protected Data | Protected Data | Residential | Made In MN | 2017 | 2017 | n/a
Xcel Energy | 85 | 13781 | IOU | OID3106982 | 33.3 | Solar |  |  | Interconnected | Saint Paul | Protected Data | Protected Data | Protected Data | Commercial | Made In MN | 2017 | 2018 | n/a
Xcel Energy | 85 | 13781 | IOU | OID3114103 | 9.24 | Solar |  |  | Interconnected | Saint Cloud | Protected Data | Protected Data | Protected Data | Residential | Made In MN | 2017 | 2017 | n/a
Xcel Energy | 85 | 13781 | IOU | OID3115582 | 6 | Solar |  |  | Interconnected | Excelsior | Protected Data | Protected Data | Protected Data | Residential | Made In MN | 2017 | 2018 | n/a
Xcel Energy | 85 | 13781 | IOU | OID3116118 | 9.5 | Solar |  |  | Interconnected | Winona | Protected Data | Protected Data | Protected Data | Residential | Made In MN | 2017 | 2017 | n/a
Xcel Energy | 85 | 13781 | IOU | OID3119087 | 34.17 | Solar |  |  | Interconnected | Minneapolis | Protected Data | Protected Data | Protected Data | Commercial | Made In MN | 2017 | 2018 | n/a
Xcel Energy | 85 | 13781 | IOU | OID3119140 | 34.17 | Solar |  |  | Interconnected | Minneapolis | Protected Data | Protected Data | Protected Data | Commercial | Made In MN | 2017 | 2017 | n/a
Xcel Energy | 85 | 13781 | IOU | OID3119372 | 9.5 | Solar |  |  | Interconnected | La Crescent | Protected Data | Protected Data | Protected Data | Residential | Made In MN | 2017 | 2017 | n/a
Xcel Energy | 85 | 13781 | IOU | OID3122602 | 39.998 | Solar |  |  | Interconnected | Minneapolis | Protected Data | Protected Data | Protected Data | Commercial | Made In MN | 2017 | 2017 | n/a
Xcel Energy | 85 | 13781 | IOU | OID3124815 | 38.04 | Solar |  |  | Interconnected | Altura | Protected Data | Protected Data | Protected Data | Commercial | Made In MN | 2017 | 2017 | n/a
Xcel Energy | 85 | 13781 | IOU | OID3124827 | 9.94 | Solar |  |  | Interconnected | Altura | Protected Data | Protected Data | Protected Data | Residential | Made In MN | 2017 | 2017 | n/a
Xcel Energy | 85 | 13781 | IOU | OID3124835 | 9.94 | Solar |  |  | Interconnected | Altura | Protected Data | Protected Data | Protected Data | Commercial | Made In MN | 2017 | 2017 | n/a
Xcel Energy | 85 | 13781 | IOU | OID3125432 | 9.5 | Solar |  |  | Interconnected | Dakota | Protected Data | Protected Data | Protected Data | Residential | Made In MN | 2017 | 2017 | n/a
Xcel Energy | 85 | 13781 | IOU | OID3125839 | 39.998 | Solar |  |  | Interconnected | South Saint Paul | Protected Data | Protected Data | Protected Data | Commercial | Made In MN | 2017 | 2018 | n/a
Xcel Energy | 85 | 13781 | IOU | OID3126051 | 39.998 | Solar |  |  | Interconnected | Bloomington | Protected Data | Protected Data | Protected Data | Commercial | Made In MN | 2017 | 2017 | n/a
Xcel Energy | 85 | 13781 | IOU | OID3126055 | 39.998 | Solar |  |  | Interconnected | Minnetonka | Protected Data | Protected Data | Protected Data | Commercial | Made In MN | 2017 | 2018 | n/a
Xcel Energy | 85 | 13781 | IOU | OID3126057 | 39.998 | Solar |  |  | Interconnected | Edina | Protected Data | Protected Data | Protected Data | Commercial | Made In MN | 2017 | 2018 | n/a
Xcel Energy | 85 | 13781 | IOU | OID3126061 | 39.998 | Solar |  |  | Interconnected | Rogers | Protected Data | Protected Data | Protected Data | Commercial | Made In MN | 2017 | 2017 | n/a
Xcel Energy | 85 | 13781 | IOU | OID3126183 | 22.78 | Solar |  |  | Interconnected | Minneapolis | Protected Data | Protected Data | Protected Data | Commercial | Made In MN | 2017 | 2018 | n/a
Xcel Energy | 85 | 13781 | IOU | OID3126210 | 8 | Solar |  |  | Interconnected | Saint Michael | Protected Data | Protected Data | Protected Data | Residential | Made In MN | 2017 | 2017 | n/a
Xcel Energy | 85 | 13781 | IOU | OID3126244 | 22.78 | Solar |  |  | Interconnected | Richfield | Protected Data | Protected Data | Protected Data | Commercial | Made In MN | 2017 | 2018 | n/a
Xcel Energy | 85 | 13781 | IOU | OID3130112 | 119.899 | Solar |  |  | Interconnected | Minneapolis | Protected Data | Protected Data | Protected Data | Commercial | n/a | 2017 | 2018 | n/a
Xcel Energy | 85 | 13781 | IOU | OID3130164 | 22.78 | Solar |  |  | Interconnected | Richfield | Protected Data | Protected Data | Protected Data | Commercial | Made In MN | 2017 | 2018 | n/a
Xcel Energy | 85 | 13781 | IOU | OID3131513 | 6 | Solar |  |  | Interconnected | Excelsior | Protected Data | Protected Data | Protected Data | Residential | Made In MN | 2017 | 2018 | n/a
Xcel Energy | 85 | 13781 | IOU | OID3133285 | 7.63 | Solar |  |  | Interconnected | Saint Paul | Protected Data | Protected Data | Protected Data | Residential | Made In MN | 2017 | 2017 | n/a
Xcel Energy | 85 | 13781 | IOU | OID3137404 | 7 | Solar |  |  | Interconnected | Goodview | Protected Data | Protected Data | Protected Data | Residential | Made In MN | 2017 | 2017 | n/a
Xcel Energy | 85 | 13781 | IOU | OID3137518 | 6 | Solar |  |  | Interconnected | Wood Lake | Protected Data | Protected Data | Protected Data | Residential | n/a | 2017 | 2018 | n/a
Xcel Energy | 85 | 13781 | IOU | OID3137530 | 43.53 | Solar |  |  | Interconnected | La Crescent | Protected Data | Protected Data | Protected Data | Commercial | Made In MN | 2017 | 2018 | n/a
Xcel Energy | 85 | 13781 | IOU | OID3138873 | 36 | Solar |  |  | Interconnected | Mounds View | Protected Data | Protected Data | Protected Data | Commercial | Made In MN | 2017 | 2017 | n/a
Xcel Energy | 85 | 13781 | IOU | OID3139470 | 3.747 | Solar |  |  | Interconnected | Minneapolis | Protected Data | Protected Data | Protected Data | Residential | Made In MN | 2017 | 2017 | n/a
Xcel Energy | 85 | 13781 | IOU | OID3140186 | 6 | Solar |  |  | Interconnected | Minneapolis | Protected Data | Protected Data | Protected Data | Residential | Made In MN | 2017 | 2018 | n/a
Xcel Energy | 85 | 13781 | IOU | OID3143954 | 9.94 | Solar |  |  | Interconnected | Altura | Protected Data | Protected Data | Protected Data | Residential | Made In MN | 2017 | 2018 | n/a
Xcel Energy | 85 | 13781 | IOU | OID3145258 | 3.44 | Solar |  |  | Interconnected | Minneapolis | Protected Data | Protected Data | Protected Data | Residential | Made In MN | 2017 | 2017 | n/a
Xcel Energy | 85 | 13781 | IOU | OID3146022 | 33.3 | Solar |  |  | Interconnected | Little Canada | Protected Data | Protected Data | Protected Data | Commercial | Made In MN | 2017 | 2018 | n/a
Xcel Energy | 85 | 13781 | IOU | OID3146782 | 7.63 | Solar |  |  | Interconnected | Cottage Grove | Protected Data | Protected Data | Protected Data | Residential | Made In MN | 2017 | 2017 | n/a
Xcel Energy | 85 | 13781 | IOU | OID3148032 | 7.63 | Solar |  |  | Interconnected | Minneapolis | Protected Data | Protected Data | Protected Data | Residential | n/a | 2017 | 2018 | n/a
Xcel Energy | 85 | 13781 | IOU | OID3151617 | 34.17 | Solar |  |  | Interconnected | Saint Louis Park | Protected Data | Protected Data | Protected Data | Commercial | Made In MN | 2017 | 2017 | n/a
Xcel Energy | 85 | 13781 | IOU | OID3151920 | 108 | Solar |  |  | Interconnected | Saint Paul | Protected Data | Protected Data | Protected Data | Commercial | n/a | 2017 | 2019 | n/a
Xcel Energy | 85 | 13781 | IOU | OID3152314 | 39.998 | Solar |  |  | Interconnected | New Brighton | Protected Data | Protected Data | Protected Data | Commercial | Made In MN | 2017 | 2018 | n/a
Xcel Energy | 85 | 13781 | IOU | OID3156938 | 29.02 | Solar |  |  | Interconnected | Minneapolis | Protected Data | Protected Data | Protected Data | Commercial | Made In MN | 2017 | 2018 | n/a
Xcel Energy | 85 | 13781 | IOU | OID3160311 | 14.94 | Solar |  |  | Interconnected | Minneapolis | Protected Data | Protected Data | Protected Data | Commercial | Made In MN | 2017 | 2018 | n/a
Xcel Energy | 85 | 13781 | IOU | OID3160328 | 14.94 | Solar |  |  | Interconnected | Minneapolis | Protected Data | Protected Data | Protected Data | Commercial | Made In MN | 2017 | 2018 | n/a
Xcel Energy | 85 | 13781 | IOU | OID3161081 | 43.53 | Solar |  |  | Interconnected | La Crescent | Protected Data | Protected Data | Protected Data | Commercial | n/a | 2017 | 2017 | n/a
Xcel Energy | 85 | 13781 | IOU | OID3161272 | 29.02 | Solar |  |  | Interconnected | Saint Paul | Protected Data | Protected Data | Protected Data | Commercial | Made In MN | 2017 | 2018 | n/a
Xcel Energy | 85 | 13781 | IOU | OID3164086 | 99.9 | Solar |  |  | Interconnected | Saint Cloud | Protected Data | Protected Data | Protected Data | Commercial | n/a | 2017 | 2017 | n/a
Xcel Energy | 85 | 13781 | IOU | OID3164146 | 7.63 | Solar |  |  | Interconnected | Saint Paul | Protected Data | Protected Data | Protected Data | Residential | Made In MN | 2017 | 2018 | n/a
Xcel Energy | 85 | 13781 | IOU | OID3165411 | 99.9 | Solar |  |  | Interconnected | Saint Cloud | Protected Data | Protected Data | Protected Data | Commercial | n/a | 2017 | 2017 | n/a
Xcel Energy | 85 | 13781 | IOU | OID3169816 | 35.3 | Solar |  |  | Interconnected | Mantorville | Protected Data | Protected Data | Protected Data | Residential | Made In MN | 2017 | 2018 | n/a
Xcel Energy | 85 | 13781 | IOU | OID3181065 | 7.63 | Solar |  |  | Interconnected | Saint Paul | Protected Data | Protected Data | Protected Data | Residential | n/a | 2017 | 2018 | n/a
Xcel Energy | 85 | 13781 | IOU | OID3181553 | 7.63 | Solar |  |  | Interconnected | Saint Paul | Protected Data | Protected Data | Protected Data | Residential | n/a | 2017 | 2018 | n/a
Xcel Energy | 85 | 13781 | IOU | OID3182287 | 29.02 | Solar |  |  | Interconnected | Brooklyn Center | Protected Data | Protected Data | Protected Data | Commercial | Made In MN | 2017 | 2018 | n/a
Xcel Energy | 85 | 13781 | IOU | OID3189674 | 6 | Solar |  |  | Interconnected | Golden Valley | Protected Data | Protected Data | Protected Data | Residential | Made In MN | 2017 | 2018 | n/a
Xcel Energy | 85 | 13781 | IOU | OID3190849 | 33.3 | Solar |  |  | Interconnected | Saint Cloud | Protected Data | Protected Data | Protected Data | Commercial | n/a | 2017 | 2017 | n/a
Xcel Energy | 85 | 13781 | IOU | OID3191922 | 39.998 | Solar |  |  | Interconnected | Mendota Heights | Protected Data | Protected Data | Protected Data | Commercial | Made In MN | 2017 | 2018 | n/a
Xcel Energy | 85 | 13781 | IOU | OID3192480 | 9.94 | Solar |  |  | Interconnected | Lino Lakes | Protected Data | Protected Data | Protected Data | Commercial | Made In MN | 2017 | 2018 | n/a
Xcel Energy | 85 | 13781 | IOU | OID3196136 | 6.5 | Solar |  |  | Interconnected | La Crescent | Protected Data | Protected Data | Protected Data | Residential | Made In MN | 2017 | 2017 | n/a
Xcel Energy | 85 | 13781 | IOU | OID3200160 | 12.63 | Solar |  |  | Interconnected | Minneapolis | Protected Data | Protected Data | Protected Data | Residential | n/a | 2017 | 2018 | n/a
Xcel Energy | 85 | 13781 | IOU | OID3202938 | 9 | Solar |  |  | Interconnected | Winona | Protected Data | Protected Data | Protected Data | Commercial | Made In MN | 2017 | 2018 | n/a
Xcel Energy | 85 | 13781 | IOU | OID3204774 | 5 | Solar |  |  | Interconnected | Winona | Protected Data | Protected Data | Protected Data | Residential | Made In MN | 2017 | 2017 | n/a
Xcel Energy | 85 | 13781 | IOU | OID3224787 | 33.3 | Solar |  |  | Interconnected | Winona | Protected Data | Protected Data | Protected Data | Commercial | Made In MN | 2017 | 2018 | n/a
Xcel Energy | 85 | 13781 | IOU | OID3226988 | 33.3 | Solar |  |  | Interconnected | Gibbon | Protected Data | Protected Data | Protected Data | Commercial | Made In MN | 2017 | 2018 | n/a
Xcel Energy | 85 | 13781 | IOU | OID3227025 | 34.17 | Solar |  |  | Interconnected | Pipestone | Protected Data | Protected Data | Protected Data | Commercial | Made In MN | 2017 | 2018 | n/a
Xcel Energy | 85 | 13781 | IOU | OID3230105 | 3.5 | Solar |  |  | Interconnected | Columbia Heights | Protected Data | Protected Data | Protected Data | Residential | Made In MN | 2017 | 2018 | n/a
Xcel Energy | 85 | 13781 | IOU | OID3237802 | 33.3 | Solar |  |  | Interconnected | Brooklyn Park | Protected Data | Protected Data | Protected Data | Commercial | Made In MN | 2017 | 2018 | n/a
Xcel Energy | 85 | 13781 | IOU | OID3238539 | 39.998 | Solar |  |  | Interconnected | Long Lake | Protected Data | Protected Data | Protected Data | Commercial | Made In MN | 2017 | 2018 | n/a
Xcel Energy | 85 | 13781 | IOU | OID3242789 | 39.998 | Solar |  |  | Interconnected | Rogers | Protected Data | Protected Data | Protected Data | Commercial | Made In MN | 2017 | 2018 | n/a
Xcel Energy | 85 | 13781 | IOU | OID3276145 | 9.94 | Solar |  |  | Interconnected | Afton | Protected Data | Protected Data | Protected Data | Residential | Made In MN | 2018 | 2018 | n/a
Xcel Energy | 85 | 13781 | IOU | OID3284498 | 15.12 | Solar |  |  | Interconnected | Saint Paul Park | Protected Data | Protected Data | Protected Data | Residential | Solar* Rewards | 2018 | 2018 | n/a
Xcel Energy | 85 | 13781 | IOU | OID3284522 | 9.94 | Solar |  |  | Interconnected | Eden Prairie | Protected Data | Protected Data | Protected Data | Residential | Solar* Rewards | 2018 | 2018 | n/a
Xcel Energy | 85 | 13781 | IOU | OID3284523 | 14.51 | Solar |  |  | Interconnected | Minneapolis | Protected Data | Protected Data | Protected Data | Commercial | Solar* Rewards | 2018 | 2018 | n/a
Xcel Energy | 85 | 13781 | IOU | OID3284524 | 7.616 | Solar |  |  | Interconnected | Edina | Protected Data | Protected Data | Protected Data | Commercial | Solar* Rewards | 2018 | 2018 | n/a
Xcel Energy | 85 | 13781 | IOU | OID3284527 | 9 | Solar |  |  | Interconnected | Dundas | Protected Data | Protected Data | Protected Data | Commercial | Solar* Rewards | 2018 | 2018 | n/a
Xcel Energy | 85 | 13781 | IOU | OID3284529 | 3.747 | Solar |  |  | Interconnected | Saint Paul | Protected Data | Protected Data | Protected Data | Residential | Solar* Rewards | 2018 | 2018 | n/a
Xcel Energy | 85 | 13781 | IOU | OID3284551 | 11.2 | Solar |  | X | Interconnected | Tonka Bay | Protected Data | Protected Data | Protected Data | Commercial | Solar* Rewards | 2018 | 2018 | n/a
Xcel Energy | 85 | 13781 | IOU | OID3284578 | 12.04 | Solar |  |  | Interconnected | Lake Elmo | Protected Data | Protected Data | Protected Data | Residential | Solar* Rewards | 2018 | 2018 | n/a
Xcel Energy | 85 | 13781 | IOU | OID3284594 | 18 | Solar |  |  | Interconnected | Minneapolis | Protected Data | Protected Data | Protected Data | Commercial | Solar* Rewards | 2018 | 2018 | n/a
Xcel Energy | 85 | 13781 | IOU | OID3284595 | 10 | Solar |  |  | Interconnected | Wayzata | Protected Data | Protected Data | Protected Data | Residential | Solar* Rewards | 2018 | 2018 | n/a
Xcel Energy | 85 | 13781 | IOU | OID3284597 | 9.94 | Solar |  |  | Interconnected | Minneapolis | Protected Data | Protected Data | Protected Data | Commercial | Solar* Rewards | 2018 | 2018 | n/a
Xcel Energy | 85 | 13781 | IOU | OID3284600 | 19.999 | Solar |  |  | Interconnected | Byron | Protected Data | Protected Data | Protected Data | Commercial | Solar* Rewards | 2018 | 2018 | n/a
Xcel Energy | 85 | 13781 | IOU | OID3284605 | 16.61 | Solar |  |  | Interconnected | Waconia | Protected Data | Protected Data | Protected Data | Residential | Solar* Rewards | 2018 | 2018 | n/a
Xcel Energy | 85 | 13781 | IOU | OID3284606 | 9 | Solar |  |  | Interconnected | Minnesota City | Protected Data | Protected Data | Protected Data | Commercial | Solar* Rewards | 2018 | 2018 | n/a
Xcel Energy | 85 | 13781 | IOU | OID3284612 | 3.5 | Solar |  |  | Interconnected | Minneapolis | Protected Data | Protected Data | Protected Data | Residential | Solar* Rewards | 2018 | 2018 | n/a
Xcel Energy | 85 | 13781 | IOU | OID3284614 | 7.63 | Solar |  |  | Interconnected | Mankato | Protected Data | Protected Data | Protected Data | Residential | Solar* Rewards | 2018 | 2018 | n/a
Xcel Energy | 85 | 13781 | IOU | OID3284616 | 7.625 | Solar |  |  | Interconnected | Minneapolis | Protected Data | Protected Data | Protected Data | Residential | Solar* Rewards | 2018 | 2018 | n/a
Xcel Energy | 85 | 13781 | IOU | OID3284617 | 3.747 | Solar |  |  | Interconnected | Minneapolis | Protected Data | Protected Data | Protected Data | Residential | Solar* Rewards | 2018 | 2018 | n/a
Xcel Energy | 85 | 13781 | IOU | OID3284618 | 7.625 | Solar |  |  | Interconnected | Minneapolis | Protected Data | Protected Data | Protected Data | Commercial | Solar* Rewards | 2018 | 2018 | n/a
Xcel Energy | 85 | 13781 | IOU | OID3284621 | 5 | Solar |  |  | Interconnected | Saint Paul | Protected Data | Protected Data | Protected Data | Residential | Solar* Rewards | 2018 | 2018 | n/a
Xcel Energy | 85 | 13781 | IOU | OID3284624 | 3.747 | Solar |  |  | Interconnected | Minneapolis | Protected Data | Protected Data | Protected Data | Residential | Solar* Rewards | 2018 | 2018 | n/a
Xcel Energy | 85 | 13781 | IOU | OID3284626 | 17.565 | Solar |  |  | Interconnected | Byron | Protected Data | Protected Data | Protected Data | Commercial | Solar* Rewards | 2018 | 2018 | n/a
Xcel Energy | 85 | 13781 | IOU | OID3284628 | 18 | Solar |  |  | Interconnected | Saint Louis Park | Protected Data | Protected Data | Protected Data | Commercial | Solar* Rewards | 2018 | 2018 | n/a
Xcel Energy | 85 | 13781 | IOU | OID3284633 | 6 | Solar |  |  | Interconnected | Minneapolis | Protected Data | Protected Data | Protected Data | Residential | Solar* Rewards | 2018 | 2018 | n/a
Xcel Energy | 85 | 13781 | IOU | OID3284636 | 18 | Solar |  |  | Interconnected | Mendota Heights | Protected Data | Protected Data | Protected Data | Commercial | Solar* Rewards | 2018 | 2018 | n/a
Xcel Energy | 85 | 13781 | IOU | OID3284637 | 6 | Solar |  |  | Interconnected | New Hope | Protected Data | Protected Data | Protected Data | Residential | Solar* Rewards | 2018 | 2019 | n/a
Xcel Energy | 85 | 13781 | IOU | OID3284643 | 8.5 | Solar |  |  | Interconnected | Minnetrista | Protected Data | Protected Data | Protected Data | Residential | Solar* Rewards | 2018 | 2018 | n/a
Xcel Energy | 85 | 13781 | IOU | OID3284645 | 19.88 | Solar |  |  | Interconnected | Mankato | Protected Data | Protected Data | Protected Data | Commercial | Solar* Rewards | 2018 | 2018 | n/a
Xcel Energy | 85 | 13781 | IOU | OID3284650 | 6 | Solar |  |  | Interconnected | Saint Paul | Protected Data | Protected Data | Protected Data | Residential | Solar* Rewards | 2018 | 2018 | n/a
Xcel Energy | 85 | 13781 | IOU | OID3284652 | 18 | Solar |  |  | Interconnected | Stillwater | Protected Data | Protected Data | Protected Data | Commercial | Solar* Rewards | 2018 | 2018 | n/a
Xcel Energy | 85 | 13781 | IOU | OID3284655 | 13.63 | Solar |  |  | Interconnected | Saint Paul | Protected Data | Protected Data | Protected Data | Residential | Solar* Rewards | 2018 | 2018 | n/a
Xcel Energy | 85 | 13781 | IOU | OID3284657 | 6 | Solar |  | X | Interconnected | Rosemount | Protected Data | Protected Data | Protected Data | Residential | Solar* Rewards | 2018 | 2018 | n/a
Xcel Energy | 85 | 13781 | IOU | OID3284658 | 18.195 | Solar |  |  | Interconnected | Dodge Center | Protected Data | Protected Data | Protected Data | Commercial | Solar* Rewards | 2018 | 2018 | n/a
Xcel Energy | 85 | 13781 | IOU | OID3284661 | 14.51 | Solar |  |  | Interconnected | Eagan | Protected Data | Protected Data | Protected Data | Commercial | Solar* Rewards | 2018 | 2018 | n/a
Xcel Energy | 85 | 13781 | IOU | OID3284665 | 6 | Solar |  |  | Interconnected | White Bear Lake | Protected Data | Protected Data | Protected Data | Residential | Solar* Rewards | 2018 | 2018 | n/a
Xcel Energy | 85 | 13781 | IOU | OID3284671 | 11.39 | Solar |  |  | Interconnected | West Concord | Protected Data | Protected Data | Protected Data | Residential | Solar* Rewards | 2018 | 2018 | n/a
Xcel Energy | 85 | 13781 | IOU | OID3284674 | 18.195 | Solar |  |  | Interconnected | West Concord | Protected Data | Protected Data | Protected Data | Commercial | Solar* Rewards | 2018 | 2018 | n/a
Xcel Energy | 85 | 13781 | IOU | OID3284679 | 5 | Solar |  |  | Interconnected | Columbia Heights | Protected Data | Protected Data | Protected Data | Residential | Solar* Rewards | 2018 | 2018 | n/a
Xcel Energy | 85 | 13781 | IOU | OID3284683 | 2.717 | Solar |  |  | Interconnected | Saint Paul | Protected Data | Protected Data | Protected Data | Residential | Solar* Rewards | 2018 | 2019 | n/a
Xcel Energy | 85 | 13781 | IOU | OID3284686 | 9.94 | Solar |  |  | Interconnected | Stillwater | Protected Data | Protected Data | Protected Data | Residential | Solar* Rewards | 2018 | 2018 | n/a
Xcel Energy | 85 | 13781 | IOU | OID3284687 | 9.94 | Solar |  |  | Interconnected | Northfield | Protected Data | Protected Data | Protected Data | Residential | Solar* Rewards | 2018 | 2018 | n/a
Xcel Energy | 85 | 13781 | IOU | OID3284688 | 9.995 | Solar |  |  | Interconnected | Dodge Center | Protected Data | Protected Data | Protected Data | Commercial | Solar* Rewards | 2018 | 2018 | n/a
Xcel Energy | 85 | 13781 | IOU | OID3284689 | 7.625 | Solar |  |  | Interconnected | Minneapolis | Protected Data | Protected Data | Protected Data | Residential | Solar* Rewards | 2018 | 2018 | n/a
Xcel Energy | 85 | 13781 | IOU | OID3284690 | 7.616 | Solar |  |  | Interconnected | Cottage Grove | Protected Data | Protected Data | Protected Data | Residential | Solar* Rewards | 2018 | 2018 | n/a
Xcel Energy | 85 | 13781 | IOU | OID3284693 | 18 | Solar |  |  | Interconnected | Roseville | Protected Data | Protected Data | Protected Data | Commercial | Solar* Rewards | 2018 | 2019 | n/a
Xcel Energy | 85 | 13781 | IOU | OID3284695 | 11.39 | Solar |  |  | Interconnected | Saint Paul | Protected Data | Protected Data | Protected Data | Residential | Solar* Rewards | 2018 | 2018 | n/a
Xcel Energy | 85 | 13781 | IOU | OID3284696 | 3.8 | Solar |  |  | Interconnected | Minneapolis | Protected Data | Protected Data | Protected Data | Residential | Solar* Rewards | 2018 | 2018 | n/a
Xcel Energy | 85 | 13781 | IOU | OID3284697 | 6 | Solar |  |  | Interconnected | Center City | Protected Data | Protected Data | Protected Data | Residential | Solar* Rewards | 2018 | 2018 | n/a
Xcel Energy | 85 | 13781 | IOU | OID3284699 | 5 | Solar |  |  | Interconnected | Minneapolis | Protected Data | Protected Data | Protected Data | Residential | Solar* Rewards | 2018 | 2018 | n/a
Xcel Energy | 85 | 13781 | IOU | OID3284702 | 15.344 | Solar |  |  | Interconnected | Minneapolis | Protected Data | Protected Data | Protected Data | Residential | Solar* Rewards | 2018 | 2018 | n/a
Xcel Energy | 85 | 13781 | IOU | OID3284703 | 7.616 | Solar |  |  | Interconnected | Dennison | Protected Data | Protected Data | Protected Data | Residential | Solar* Rewards | 2018 | 2018 | n/a
Xcel Energy | 85 | 13781 | IOU | OID3284705 | 3.8 | Solar |  |  | Interconnected | Saint Paul | Protected Data | Protected Data | Protected Data | Residential | Solar* Rewards | 2018 | 2018 | n/a
Xcel Energy | 85 | 13781 | IOU | OID3284706 | 5 | Solar |  |  | Interconnected | Bloomington | Protected Data | Protected Data | Protected Data | Residential | Solar* Rewards | 2018 | 2018 | n/a
Xcel Energy | 85 | 13781 | IOU | OID3284710 | 3.8 | Solar |  |  | Interconnected | Minneapolis | Protected Data | Protected Data | Protected Data | Residential | Solar* Rewards | 2018 | 2018 | n/a
Xcel Energy | 85 | 13781 | IOU | OID3284712 | 15.26 | Solar |  |  | Interconnected | Plymouth | Protected Data | Protected Data | Protected Data | Residential | Solar* Rewards | 2018 | 2018 | n/a
Xcel Energy | 85 | 13781 | IOU | OID3284715 | 11.39 | Solar |  |  | Interconnected | Saint Paul | Protected Data | Protected Data | Protected Data | Residential | Solar* Rewards | 2018 | 2018 | n/a
Xcel Energy | 85 | 13781 | IOU | OID3284717 | 5 | Solar |  |  | Interconnected | Minneapolis | Protected Data | Protected Data | Protected Data | Residential | Solar* Rewards | 2018 | 2018 | n/a
Xcel Energy | 85 | 13781 | IOU | OID3284718 | 9.94 | Solar |  |  | Interconnected | Eden Prairie | Protected Data | Protected Data | Protected Data | Residential | Solar* Rewards | 2018 | 2018 | n/a
Xcel Energy | 85 | 13781 | IOU | OID3284721 | 5 | Solar |  |  | Interconnected | Stillwater | Protected Data | Protected Data | Protected Data | Residential | Solar* Rewards | 2018 | 2018 | n/a
Xcel Energy | 85 | 13781 | IOU | OID3284722 | 8.4 | Solar |  |  | Interconnected | New Hope | Protected Data | Protected Data | Protected Data | Residential | Solar* Rewards | 2018 | 2018 | n/a
Xcel Energy | 85 | 13781 | IOU | OID3284723 | 7.63 | Solar |  |  | Interconnected | Roseville | Protected Data | Protected Data | Protected Data | Residential | Solar* Rewards | 2018 | 2018 | n/a
Xcel Energy | 85 | 13781 | IOU | OID3284730 | 3.36 | Solar |  |  | Interconnected | Minneapolis | Protected Data | Protected Data | Protected Data | Residential | Solar* Rewards | 2018 | 2018 | n/a
Xcel Energy | 85 | 13781 | IOU | OID3284732 | 18 | Solar |  | X | Interconnected | North Branch | Protected Data | Protected Data | Protected Data | Residential | Solar* Rewards | 2018 | 2018 | n/a
Xcel Energy | 85 | 13781 | IOU | OID3284733 | 5 | Solar |  |  | Interconnected | Golden Valley | Protected Data | Protected Data | Protected Data | Residential | Solar* Rewards | 2018 | 2018 | n/a
Xcel Energy | 85 | 13781 | IOU | OID3284735 | 3.8 | Solar |  |  | Interconnected | La Crescent | Protected Data | Protected Data | Protected Data | Residential | Solar* Rewards | 2018 | 2018 | n/a
Xcel Energy | 85 | 13781 | IOU | OID3284747 | 7.625 | Solar |  |  | Interconnected | Montrose | Protected Data | Protected Data | Protected Data | Residential | Solar* Rewards | 2018 | 2018 | n/a
Xcel Energy | 85 | 13781 | IOU | OID3284754 | 19.999 | Solar |  |  | Interconnected | Plymouth | Protected Data | Protected Data | Protected Data | Commercial | Solar* Rewards | 2018 | 2018 | n/a
Xcel Energy | 85 | 13781 | IOU | OID3284758 | 6 | Solar |  |  | Interconnected | Roseville | Protected Data | Protected Data | Protected Data | Residential | Solar* Rewards | 2018 | 2018 | n/a
Xcel Energy | 85 | 13781 | IOU | OID3284760 | 7.63 | Solar |  |  | Interconnected | Bloomington | Protected Data | Protected Data | Protected Data | Residential | Solar* Rewards | 2018 | 2018 | n/a
Xcel Energy | 85 | 13781 | IOU | OID3284765 | 5 | Solar |  |  | Interconnected | Minneapolis | Protected Data | Protected Data | Protected Data | Residential | Solar* Rewards | 2018 | 2018 | n/a
Xcel Energy | 85 | 13781 | IOU | OID3284768 | 5 | Solar |  |  | Interconnected | Saint Paul | Protected Data | Protected Data | Protected Data | Residential | Solar* Rewards | 2018 | 2018 | n/a
Xcel Energy | 85 | 13781 | IOU | OID3284769 | 6 | Solar |  |  | Interconnected | Minneapolis | Protected Data | Protected Data | Protected Data | Residential | Solar* Rewards | 2018 | 2018 | n/a
Xcel Energy | 85 | 13781 | IOU | OID3284771 | 7.625 | Solar |  |  | Interconnected | Chanhassen | Protected Data | Protected Data | Protected Data | Residential | Solar* Rewards | 2018 | 2018 | n/a
Xcel Energy | 85 | 13781 | IOU | OID3284774 | 7.625 | Solar |  |  | Interconnected | Byron | Protected Data | Protected Data | Protected Data | Residential | Solar* Rewards | 2018 | 2018 | n/a
Xcel Energy | 85 | 13781 | IOU | OID3284776 | 17.565 | Solar |  |  | Interconnected | Shafer | Protected Data | Protected Data | Protected Data | Residential | Solar* Rewards | 2018 | 2018 | n/a
Xcel Energy | 85 | 13781 | IOU | OID3284782 | 3.747 | Solar |  |  | Interconnected | Brooklyn Park | Protected Data | Protected Data | Protected Data | Residential | Solar* Rewards | 2018 | 2018 | n/a
Xcel Energy | 85 | 13781 | IOU | OID3284785 | 9.94 | Solar |  | X | Interconnected | Hassan | Protected Data | Protected Data | Protected Data | Residential | Solar* Rewards | 2018 | 2018 | n/a
Xcel Energy | 85 | 13781 | IOU | OID3284789 | 6 | Solar |  |  | Interconnected | Minneapolis | Protected Data | Protected Data | Protected Data | Residential | Solar* Rewards | 2018 | 2018 | n/a
Xcel Energy | 85 | 13781 | IOU | OID3284790 | 7.625 | Solar |  |  | Interconnected | Minneapolis | Protected Data | Protected Data | Protected Data | Residential | Solar* Rewards | 2018 | 2018 | n/a
Xcel Energy | 85 | 13781 | IOU | OID3284795 | 3.747 | Solar |  |  | Interconnected | Minneapolis | Protected Data | Protected Data | Protected Data | Residential | Solar* Rewards | 2018 | 2018 | n/a
Xcel Energy | 85 | 13781 | IOU | OID3284798 | 6 | Solar |  |  | Interconnected | Roseville | Protected Data | Protected Data | Protected Data | Residential | Solar* Rewards | 2018 | 2018 | n/a
Xcel Energy | 85 | 13781 | IOU | OID3284804 | 9.94 | Solar |  | X | Interconnected | Eagan | Protected Data | Protected Data | Protected Data | Residential | Solar* Rewards | 2018 | 2018 | n/a
Xcel Energy | 85 | 13781 | IOU | OID3284805 | 5 | Solar |  |  | Interconnected | Forest Lake | Protected Data | Protected Data | Protected Data | Residential | Solar* Rewards | 2018 | 2018 | n/a
Xcel Energy | 85 | 13781 | IOU | OID3284809 | 7.616 | Solar |  |  | Interconnected | Minneapolis | Protected Data | Protected Data | Protected Data | Residential | Solar* Rewards | 2018 | 2018 | n/a
Xcel Energy | 85 | 13781 | IOU | OID3284811 | 5 | Solar |  |  | Interconnected | Minneapolis | Protected Data | Protected Data | Protected Data | Residential | Solar* Rewards | 2018 | 2018 | n/a
Xcel Energy | 85 | 13781 | IOU | OID3284813 | 5 | Solar |  | X | Interconnected | Saint Anthony | Protected Data | Protected Data | Protected Data | Residential | Solar* Rewards | 2018 | 2019 | n/a
Xcel Energy | 85 | 13781 | IOU | OID3284818 | 5 | Solar |  |  | Interconnected | Saint Paul | Protected Data | Protected Data | Protected Data | Residential | Solar* Rewards | 2018 | 2018 | n/a
Xcel Energy | 85 | 13781 | IOU | OID3284819 | 6 | Solar |  |  | Interconnected | Saint Paul | Protected Data | Protected Data | Protected Data | Residential | Solar* Rewards | 2018 | 2018 | n/a
Xcel Energy | 85 | 13781 | IOU | OID3284824 | 9.94 | Solar |  |  | Interconnected | Saint Paul | Protected Data | Protected Data | Protected Data | Residential | Solar* Rewards | 2018 | 2018 | n/a
Xcel Energy | 85 | 13781 | IOU | OID3284825 | 7.63 | Solar |  |  | Interconnected | Eden Prairie | Protected Data | Protected Data | Protected Data | Residential | Solar* Rewards | 2018 | 2018 | n/a
Xcel Energy | 85 | 13781 | IOU | OID3284833 | 4.8 | Solar |  |  | Interconnected | Minneapolis | Protected Data | Protected Data | Protected Data | Residential | Solar* Rewards | 2018 | 2018 | n/a
Xcel Energy | 85 | 13781 | IOU | OID3284836 | 5 | Solar |  |  | Interconnected | Saint Paul | Protected Data | Protected Data | Protected Data | Residential | Solar* Rewards | 2018 | 2018 | n/a
Xcel Energy | 85 | 13781 | IOU | OID3284839 | 5 | Solar |  |  | Interconnected | North Oaks | Protected Data | Protected Data | Protected Data | Residential | Solar* Rewards | 2018 | 2018 | n/a
Xcel Energy | 85 | 13781 | IOU | OID3284847 | 7.625 | Solar |  |  | Interconnected | Saint Paul | Protected Data | Protected Data | Protected Data | Residential | Solar* Rewards | 2018 | 2018 | n/a
Xcel Energy | 85 | 13781 | IOU | OID3284852 | 7.616 | Solar |  |  | Interconnected | Brooklyn Park | Protected Data | Protected Data | Protected Data | Residential | Solar* Rewards | 2018 | 2018 | n/a
Xcel Energy | 85 | 13781 | IOU | OID3284853 | 3.747 | Solar |  |  | Interconnected | Saint Paul | Protected Data | Protected Data | Protected Data | Residential | Solar* Rewards | 2018 | 2018 | n/a
Xcel Energy | 85 | 13781 | IOU | OID3284854 | 7.625 | Solar |  |  | Interconnected | Minneapolis | Protected Data | Protected Data | Protected Data | Residential | Solar* Rewards | 2018 | 2018 | n/a
Xcel Energy | 85 | 13781 | IOU | OID3284859 | 17.565 | Solar |  |  | Interconnected | Hastings | Protected Data | Protected Data | Protected Data | Commercial | Solar* Rewards | 2018 | 2018 | n/a
Xcel Energy | 85 | 13781 | IOU | OID3284861 | 7.616 | Solar |  |  | Interconnected | Minneapolis | Protected Data | Protected Data | Protected Data | Residential | Solar* Rewards | 2018 | 2018 | n/a
Xcel Energy | 85 | 13781 | IOU | OID3284862 | 5 | Solar |  |  | Interconnected | Minneapolis | Protected Data | Protected Data | Protected Data | Residential | Solar* Rewards | 2018 | 2018 | n/a
Xcel Energy | 85 | 13781 | IOU | OID3284863 | 3.8 | Solar |  |  | Interconnected | Minneapolis | Protected Data | Protected Data | Protected Data | Residential | Solar* Rewards | 2018 | 2018 | n/a
Xcel Energy | 85 | 13781 | IOU | OID3284864 | 7.625 | Solar |  |  | Interconnected | Glenwood | Protected Data | Protected Data | Protected Data | Residential | Solar* Rewards | 2018 | 2018 | n/a
Xcel Energy | 85 | 13781 | IOU | OID3284866 | 15.26 | Solar |  | X | Interconnected | Annandale | Protected Data | Protected Data | Protected Data | Commercial | Solar* Rewards | 2018 | 2018 | n/a
Xcel Energy | 85 | 13781 | IOU | OID3284867 | 3 | Solar |  |  | Interconnected | Stillwater | Protected Data | Protected Data | Protected Data | Residential | Solar* Rewards | 2018 | 2018 | n/a
Xcel Energy | 85 | 13781 | IOU | OID3284869 | 5 | Solar |  |  | Interconnected | Crystal | Protected Data | Protected Data | Protected Data | Residential | Solar* Rewards | 2018 | 2018 | n/a
Xcel Energy | 85 | 13781 | IOU | OID3284870 | 13.74 | Solar |  |  | Interconnected | Waseca | Protected Data | Protected Data | Protected Data | Residential | Solar* Rewards | 2018 | 2018 | n/a
Xcel Energy | 85 | 13781 | IOU | OID3284873 | 5 | Solar |  |  | Interconnected | Minneapolis | Protected Data | Protected Data | Protected Data | Residential | Solar* Rewards | 2018 | 2018 | n/a
Xcel Energy | 85 | 13781 | IOU | OID3284874 | 9.94 | Solar |  |  | Interconnected | Saint Cloud | Protected Data | Protected Data | Protected Data | Residential | Solar* Rewards | 2018 | 2018 | n/a
Xcel Energy | 85 | 13781 | IOU | OID3284878 | 3.8 | Solar |  |  | Interconnected | Minneapolis | Protected Data | Protected Data | Protected Data | Residential | Solar* Rewards | 2018 | 2018 | n/a
Xcel Energy | 85 | 13781 | IOU | OID3284880 | 5 | Solar |  |  | Interconnected | Saint Paul | Protected Data | Protected Data | Protected Data | Residential | Solar* Rewards | 2018 | 2018 | n/a
Xcel Energy | 85 | 13781 | IOU | OID3284882 | 2.16 | Solar |  |  | Interconnected | Minneapolis | Protected Data | Protected Data | Protected Data | Residential | Solar* Rewards | 2018 | 2018 | n/a
Xcel Energy | 85 | 13781 | IOU | OID3284883 | 2.88 | Solar |  |  | Interconnected | Minneapolis | Protected Data | Protected Data | Protected Data | Residential | Solar* Rewards | 2018 | 2018 | n/a
Xcel Energy | 85 | 13781 | IOU | OID3284884 | 7.625 | Solar |  |  | Interconnected | Minnetonka | Protected Data | Protected Data | Protected Data | Residential | Solar* Rewards | 2018 | 2018 | n/a
Xcel Energy | 85 | 13781 | IOU | OID3284885 | 5 | Solar |  |  | Interconnected | Saint Paul | Protected Data | Protected Data | Protected Data | Residential | Solar* Rewards | 2018 | 2018 | n/a
Xcel Energy | 85 | 13781 | IOU | OID3284892 | 6 | Solar |  |  | Interconnected | Saint Paul | Protected Data | Protected Data | Protected Data | Residential | Solar* Rewards | 2018 | 2018 | n/a
Xcel Energy | 85 | 13781 | IOU | OID3284898 | 6 | Solar |  |  | Interconnected | Saint Paul | Protected Data | Protected Data | Protected Data | Residential | Solar* Rewards | 2018 | 2018 | n/a
Xcel Energy | 85 | 13781 | IOU | OID3284899 | 3.747 | Solar |  |  | Interconnected | Minneapolis | Protected Data | Protected Data | Protected Data | Residential | Solar* Rewards | 2018 | 2018 | n/a
Xcel Energy | 85 | 13781 | IOU | OID3284901 | 3.747 | Solar |  |  | Interconnected | Minneapolis | Protected Data | Protected Data | Protected Data | Residential | Solar* Rewards | 2018 | 2018 | n/a
Xcel Energy | 85 | 13781 | IOU | OID3284913 | 15.232 | Solar |  |  | Interconnected | Mahtomedi | Protected Data | Protected Data | Protected Data | Residential | Solar* Rewards | 2018 | 2018 | n/a
Xcel Energy | 85 | 13781 | IOU | OID3284916 | 5 | Solar |  |  | Interconnected | Stillwater | Protected Data | Protected Data | Protected Data | Residential | Solar* Rewards | 2018 | 2018 | n/a
Xcel Energy | 85 | 13781 | IOU | OID3284925 | 7.616 | Solar |  |  | Interconnected | Roseville | Protected Data | Protected Data | Protected Data | Residential | Solar* Rewards | 2018 | 2018 | n/a
Xcel Energy | 85 | 13781 | IOU | OID3284935 | 3.747 | Solar |  |  | Interconnected | Minneapolis | Protected Data | Protected Data | Protected Data | Residential | Solar* Rewards | 2018 | 2018 | n/a
Xcel Energy | 85 | 13781 | IOU | OID3284938 | 5 | Solar |  |  | Interconnected | Saint Paul | Protected Data | Protected Data | Protected Data | Residential | Solar* Rewards | 2018 | 2018 | n/a
Xcel Energy | 85 | 13781 | IOU | OID3284952 | 18 | Solar |  |  | Interconnected | Janesville | Protected Data | Protected Data | Protected Data | Commercial | Solar* Rewards | 2018 | 2018 | n/a
Xcel Energy | 85 | 13781 | IOU | OID3284965 | 5 | Solar |  |  | Interconnected | Minneapolis | Protected Data | Protected Data | Protected Data | Residential | Solar* Rewards | 2018 | 2018 | n/a
Xcel Energy | 85 | 13781 | IOU | OID3284973 | 7.616 | Solar |  |  | Interconnected | Saint Paul | Protected Data | Protected Data | Protected Data | Commercial | Solar* Rewards | 2018 | 2018 | n/a
Xcel Energy | 85 | 13781 | IOU | OID3285006 | 5 | Solar |  |  | Interconnected | Bloomington | Protected Data | Protected Data | Protected Data | Residential | Solar* Rewards | 2018 | 2018 | n/a
Xcel Energy | 85 | 13781 | IOU | OID3285015 | 9.94 | Solar |  |  | Interconnected | Inver Grove Heights | Protected Data | Protected Data | Protected Data | Residential | Solar* Rewards | 2018 | 2018 | n/a
Xcel Energy | 85 | 13781 | IOU | OID3285022 | 7.63 | Solar |  |  | Interconnected | Faribault | Protected Data | Protected Data | Protected Data | Residential | Solar* Rewards | 2018 | 2018 | n/a
Xcel Energy | 85 | 13781 | IOU | OID3285031 | 5 | Solar |  |  | Interconnected | Mankato | Protected Data | Protected Data | Protected Data | Residential | Solar* Rewards | 2018 | 2018 | n/a
Xcel Energy | 85 | 13781 | IOU | OID3285033 | 9.94 | Solar |  |  | Interconnected | Saint Anthony | Protected Data | Protected Data | Protected Data | Residential | Solar* Rewards | 2018 | 2018 | n/a
Xcel Energy | 85 | 13781 | IOU | OID3285035 | 6 | Solar |  |  | Interconnected | Saint Paul | Protected Data | Protected Data | Protected Data | Residential | Solar* Rewards | 2018 | 2018 | n/a
Xcel Energy | 85 | 13781 | IOU | OID3285041 | 3 | Solar |  |  | Interconnected | Cottage Grove | Protected Data | Protected Data | Protected Data | Residential | Solar* Rewards | 2018 | 2018 | n/a
Xcel Energy | 85 | 13781 | IOU | OID3285044 | 10 | Solar |  |  | Interconnected | Kasota | Protected Data | Protected Data | Protected Data | Residential | Solar* Rewards | 2018 | 2018 | n/a
Xcel Energy | 85 | 13781 | IOU | OID3285052 | 19.88 | Solar |  |  | Interconnected | New Brighton | Protected Data | Protected Data | Protected Data | Commercial | Solar* Rewards | 2018 | 2018 | n/a
Xcel Energy | 85 | 13781 | IOU | OID3285055 | 11.39 | Solar |  |  | Interconnected | White Bear Lake | Protected Data | Protected Data | Protected Data | Commercial | Solar* Rewards | 2018 | 2018 | n/a
Xcel Energy | 85 | 13781 | IOU | OID3285068 | 3.36 | Solar |  |  | Interconnected | Plymouth | Protected Data | Protected Data | Protected Data | Residential | Solar* Rewards | 2018 | 2018 | n/a
Xcel Energy | 85 | 13781 | IOU | OID3285091 | 14 | Solar |  |  | Interconnected | Medford | Protected Data | Protected Data | Protected Data | Residential | Solar* Rewards | 2018 | 2018 | n/a
Xcel Energy | 85 | 13781 | IOU | OID3285134 | 18 | Solar |  |  | Interconnected | Minneapolis | Protected Data | Protected Data | Protected Data | Commercial | Solar* Rewards | 2018 | 2018 | n/a
Xcel Energy | 85 | 13781 | IOU | OID3285138 | 7.7 | Solar |  |  | Interconnected | Waseca | Protected Data | Protected Data | Protected Data | Residential | Solar* Rewards | 2018 | 2018 | n/a
Xcel Energy | 85 | 13781 | IOU | OID3285178 | 5 | Solar |  |  | Interconnected | Gibbon | Protected Data | Protected Data | Protected Data | Residential | Solar* Rewards | 2018 | 2018 | n/a
Xcel Energy | 85 | 13781 | IOU | OID3285194 | 7.616 | Solar |  |  | Interconnected | Minneapolis | Protected Data | Protected Data | Protected Data | Residential | Solar* Rewards | 2018 | 2018 | n/a
Xcel Energy | 85 | 13781 | IOU | OID3285199 | 5 | Solar |  |  | Interconnected | Sauk Rapids | Protected Data | Protected Data | Protected Data | Residential | Solar* Rewards | 2018 | 2018 | n/a
Xcel Energy | 85 | 13781 | IOU | OID3285224 | 18 | Solar |  |  | Interconnected | Zumbrota | Protected Data | Protected Data | Protected Data | Residential | Solar* Rewards | 2018 | 2018 | n/a
Xcel Energy | 85 | 13781 | IOU | OID3285438 | 20 | Solar |  |  | Interconnected | Hartland | Protected Data | Protected Data | Protected Data | Commercial | Solar* Rewards | 2018 | 2018 | n/a
Xcel Energy | 85 | 13781 | IOU | OID3289880 | 7.63 | Solar |  |  | Interconnected | Champlin | Protected Data | Protected Data | Protected Data | Residential | Solar* Rewards | 2018 | 2018 | n/a
Xcel Energy | 85 | 13781 | IOU | OID3289912 | 3.84 | Solar |  |  | Interconnected | Mahtomedi | Protected Data | Protected Data | Protected Data | Residential | Solar* Rewards | 2018 | 2018 | n/a
Xcel Energy | 85 | 13781 | IOU | OID3289913 | 3.8 | Solar |  |  | Interconnected | Rogers | Protected Data | Protected Data | Protected Data | Residential | Solar* Rewards | 2018 | 2018 | n/a
Xcel Energy | 85 | 13781 | IOU | OID3289922 | 7.63 | Solar |  |  | Interconnected | Elko New Market | Protected Data | Protected Data | Protected Data | Residential | Solar* Rewards | 2018 | 2018 | n/a
Xcel Energy | 85 | 13781 | IOU | OID3289926 | 5 | Solar |  |  | Interconnected | Stillwater | Protected Data | Protected Data | Protected Data | Residential | Solar* Rewards | 2018 | 2018 | n/a
Xcel Energy | 85 | 13781 | IOU | OID3289939 | 14.94 | Solar |  |  | Interconnected | Stillwater | Protected Data | Protected Data | Protected Data | Residential | Solar* Rewards | 2018 | 2018 | n/a
Xcel Energy | 85 | 13781 | IOU | OID3289941 | 5.76 | Solar |  |  | Interconnected | Plymouth | Protected Data | Protected Data | Protected Data | Residential | Solar* Rewards | 2018 | 2018 | n/a
Xcel Energy | 85 | 13781 | IOU | OID3289943 | 13.616 | Solar |  |  | Interconnected | Roseville | Protected Data | Protected Data | Protected Data | Residential | Solar* Rewards | 2018 | 2018 | n/a
Xcel Energy | 85 | 13781 | IOU | OID3289946 | 9.94 | Solar |  |  | Interconnected | Saint Michael | Protected Data | Protected Data | Protected Data | Residential | Solar* Rewards | 2018 | 2018 | n/a
Xcel Energy | 85 | 13781 | IOU | OID3289963 | 3.8 | Solar |  |  | Interconnected | Minneapolis | Protected Data | Protected Data | Protected Data | Residential | Solar* Rewards | 2018 | 2018 | n/a
Xcel Energy | 85 | 13781 | IOU | OID3289967 | 7.616 | Solar |  |  | Interconnected | Minneapolis | Protected Data | Protected Data | Protected Data | Residential | Solar* Rewards | 2018 | 2019 | n/a
Xcel Energy | 85 | 13781 | IOU | OID3289969 | 11.39 | Solar |  |  | Interconnected | Sauk Rapids | Protected Data | Protected Data | Protected Data | Residential | Solar* Rewards | 2018 | 2018 | n/a
Xcel Energy | 85 | 13781 | IOU | OID3289974 | 7.2 | Solar |  |  | Interconnected | Mounds View | Protected Data | Protected Data | Protected Data | Residential | Solar* Rewards | 2018 | 2018 | n/a
Xcel Energy | 85 | 13781 | IOU | OID3289977 | 5 | Solar |  |  | Interconnected | Lindstrom | Protected Data | Protected Data | Protected Data | Residential | Solar* Rewards | 2018 | 2018 | n/a
Xcel Energy | 85 | 13781 | IOU | OID3289986 | 7.63 | Solar |  |  | Interconnected | Minneapolis | Protected Data | Protected Data | Protected Data | Residential | Solar* Rewards | 2018 | 2018 | n/a
Xcel Energy | 85 | 13781 | IOU | OID3289993 | 9.94 | Solar |  |  | Interconnected | Norwood Young America | Protected Data | Protected Data | Protected Data | Residential | Solar* Rewards | 2018 | 2018 | n/a
Xcel Energy | 85 | 13781 | IOU | OID3290119 | 7.616 | Solar |  |  | Interconnected | Edina | Protected Data | Protected Data | Protected Data | Residential | Solar* Rewards | 2018 | 2018 | n/a
Xcel Energy | 85 | 13781 | IOU | OID3290146 | 3.747 | Solar |  |  | Interconnected | Saint Paul | Protected Data | Protected Data | Protected Data | Residential | Solar* Rewards | 2018 | 2018 | n/a
Xcel Energy | 85 | 13781 | IOU | OID3290168 | 3.747 | Solar |  |  | Interconnected | North Oaks | Protected Data | Protected Data | Protected Data | Residential | Solar* Rewards | 2018 | 2018 | n/a
Xcel Energy | 85 | 13781 | IOU | OID3290186 | 7.63 | Solar |  |  | Interconnected | Woodbury | Protected Data | Protected Data | Protected Data | Residential | Solar* Rewards | 2018 | 2018 | n/a
Xcel Energy | 85 | 13781 | IOU | OID3290190 | 7.625 | Solar |  |  | Interconnected | Minneapolis | Protected Data | Protected Data | Protected Data | Residential | Solar* Rewards | 2018 | 2018 | n/a
Xcel Energy | 85 | 13781 | IOU | OID3290997 | 7.625 | Solar |  |  | Interconnected | Sauk Rapids | Protected Data | Protected Data | Protected Data | Commercial | Solar* Rewards | 2018 | 2018 | n/a
Xcel Energy | 85 | 13781 | IOU | OID3297263 | 3.8 | Solar |  |  | Interconnected | Minneapolis | Protected Data | Protected Data | Protected Data | Residential | Solar* Rewards | 2018 | 2018 | n/a
Xcel Energy | 85 | 13781 | IOU | OID3299088 | 5 | Solar |  |  | Interconnected | Saint Paul | Protected Data | Protected Data | Protected Data | Residential | Solar* Rewards | 2018 | 2018 | n/a
Xcel Energy | 85 | 13781 | IOU | OID3308818 | 3.84 | Solar |  |  | Interconnected | Saint Paul | Protected Data | Protected Data | Protected Data | Residential | Solar* Rewards | 2018 | 2018 | n/a
Xcel Energy | 85 | 13781 | IOU | OID3308844 | 6 | Solar |  |  | Interconnected | Saint Paul | Protected Data | Protected Data | Protected Data | Residential | Solar* Rewards | 2018 | 2019 | n/a
Xcel Energy | 85 | 13781 | IOU | OID3308954 | 3.747 | Solar |  |  | Interconnected | Taylors Falls | Protected Data | Protected Data | Protected Data | Residential | Solar* Rewards | 2018 | 2018 | n/a
Xcel Energy | 85 | 13781 | IOU | OID3308961 | 6.72 | Solar |  |  | Interconnected | Bloomington | Protected Data | Protected Data | Protected Data | Residential | Solar* Rewards | 2018 | 2018 | n/a
Xcel Energy | 85 | 13781 | IOU | OID3308965 | 10 | Solar |  |  | Interconnected | Medford | Protected Data | Protected Data | Protected Data | Residential | Solar* Rewards | 2018 | 2018 | n/a
Xcel Energy | 85 | 13781 | IOU | OID3308985 | 3.747 | Solar |  |  | Interconnected | Minneapolis | Protected Data | Protected Data | Protected Data | Residential | Solar* Rewards | 2018 | 2018 | n/a
Xcel Energy | 85 | 13781 | IOU | OID3308995 | 7.616 | Solar |  |  | Interconnected | Plymouth | Protected Data | Protected Data | Protected Data | Residential | Solar* Rewards | 2018 | 2018 | n/a
Xcel Energy | 85 | 13781 | IOU | OID3308997 | 5 | Solar |  |  | Interconnected | Woodbury | Protected Data | Protected Data | Protected Data | Residential | Solar* Rewards | 2018 | 2018 | n/a
Xcel Energy | 85 | 13781 | IOU | OID3309003 | 198.016 | Solar |  |  | Interconnected | Plymouth | Protected Data | Protected Data | Protected Data | Residential | Solar* Rewards | 2018 | 2018 | n/a
Xcel Energy | 85 | 13781 | IOU | OID3309012 | 3.8 | Solar |  |  | Interconnected | Minneapolis | Protected Data | Protected Data | Protected Data | Residential | Solar* Rewards | 2018 | 2018 | n/a
Xcel Energy | 85 | 13781 | IOU | OID3309016 | 9.94 | Solar |  |  | Interconnected | Eden Prairie | Protected Data | Protected Data | Protected Data | Residential | Solar* Rewards | 2018 | 2018 | n/a
Xcel Energy | 85 | 13781 | IOU | OID3309020 | 6 | Solar |  |  | Interconnected | Northfield | Protected Data | Protected Data | Protected Data | Residential | Solar* Rewards | 2018 | 2018 | n/a
Xcel Energy | 85 | 13781 | IOU | OID3309078 | 6 | Solar |  |  | Interconnected | Stacy | Protected Data | Protected Data | Protected Data | Commercial | n/a | 2018 | 2019 | n/a
Xcel Energy | 85 | 13781 | IOU | OID3309088 | 14.51 | Solar |  |  | Interconnected | Hopkins | Protected Data | Protected Data | Protected Data | Commercial | Solar* Rewards | 2018 | 2018 | n/a
Xcel Energy | 85 | 13781 | IOU | OID3309200 | 233.1 | Solar |  |  | Interconnected | Minneapolis | Protected Data | Protected Data | Protected Data | Commercial | n/a | 2018 | 2018 | n/a
Xcel Energy | 85 | 13781 | IOU | OID3309739 | 219.799 | Solar |  |  | Interconnected | Minneapolis | Protected Data | Protected Data | Protected Data | Commercial | n/a | 2018 | 2019 | n/a
Xcel Energy | 85 | 13781 | IOU | OID3309822 | 9.94 | Solar |  |  | Interconnected | Good Thunder | Protected Data | Protected Data | Protected Data | Residential | Solar* Rewards | 2018 | 2018 | n/a
Xcel Energy | 85 | 13781 | IOU | OID3310886 | 15.994 | Solar |  |  | Interconnected | Stillwater | Protected Data | Protected Data | Protected Data | Residential | Solar* Rewards | 2018 | 2018 | n/a
Xcel Energy | 85 | 13781 | IOU | OID3311025 | 12 | Solar |  |  | Interconnected | Chisago City | Protected Data | Protected Data | Protected Data | Residential | Solar* Rewards | 2018 | 2018 | n/a
Xcel Energy | 85 | 13781 | IOU | OID3311029 | 6 | Solar |  |  | Interconnected | Minneapolis | Protected Data | Protected Data | Protected Data | Residential | Solar* Rewards | 2018 | 2018 | n/a
Xcel Energy | 85 | 13781 | IOU | OID3311045 | 5 | Solar |  |  | Interconnected | Eagan | Protected Data | Protected Data | Protected Data | Residential | Solar* Rewards | 2018 | 2018 | n/a
Xcel Energy | 85 | 13781 | IOU | OID3311196 | 5 | Solar |  |  | Interconnected | Maplewood | Protected Data | Protected Data | Protected Data | Residential | Solar* Rewards | 2018 | 2019 | n/a
Xcel Energy | 85 | 13781 | IOU | OID3311782 | 7.616 | Solar |  |  | Interconnected | Eden Prairie | Protected Data | Protected Data | Protected Data | Residential | Solar* Rewards | 2018 | 2018 | n/a
Xcel Energy | 85 | 13781 | IOU | OID3311801 | 7.63 | Solar |  |  | Interconnected | Lindstrom | Protected Data | Protected Data | Protected Data | Residential | Solar* Rewards | 2018 | 2018 | n/a
Xcel Energy | 85 | 13781 | IOU | OID3311858 | 7.625 | Solar |  |  | Interconnected | Saint Paul | Protected Data | Protected Data | Protected Data | Residential | Solar* Rewards | 2018 | 2018 | n/a
Xcel Energy | 85 | 13781 | IOU | OID3311870 | 7.625 | Solar |  |  | Interconnected | Brooklyn Park | Protected Data | Protected Data | Protected Data | Residential | Solar* Rewards | 2018 | 2018 | n/a
Xcel Energy | 85 | 13781 | IOU | OID3311894 | 7.625 | Solar |  |  | Interconnected | Minneapolis | Protected Data | Protected Data | Protected Data | Residential | Made In MN | 2018 | 2018 | n/a
Xcel Energy | 85 | 13781 | IOU | OID3312348 | 9.94 | Solar |  |  | Interconnected | New Hope | Protected Data | Protected Data | Protected Data | Residential | Solar* Rewards | 2018 | 2018 | n/a
Xcel Energy | 85 | 13781 | IOU | OID3312356 | 9.94 | Solar |  |  | Interconnected | Delano | Protected Data | Protected Data | Protected Data | Residential | Solar* Rewards | 2018 | 2020 | n/a
Xcel Energy | 85 | 13781 | IOU | OID3312418 | 7.616 | Solar |  |  | Interconnected | Minneapolis | Protected Data | Protected Data | Protected Data | Residential | Solar* Rewards | 2018 | 2018 | n/a
Xcel Energy | 85 | 13781 | IOU | OID3312420 | 5 | Solar |  |  | Interconnected | Minneapolis | Protected Data | Protected Data | Protected Data | Residential | Solar* Rewards | 2018 | 2018 | n/a
Xcel Energy | 85 | 13781 | IOU | OID3312423 | 5 | Solar |  |  | Interconnected | Lake Elmo | Protected Data | Protected Data | Protected Data | Residential | Solar* Rewards | 2018 | 2018 | n/a
Xcel Energy | 85 | 13781 | IOU | OID3312425 | 5 | Solar |  |  | Interconnected | Saint Paul | Protected Data | Protected Data | Protected Data | Residential | Solar* Rewards | 2018 | 2019 | n/a
Xcel Energy | 85 | 13781 | IOU | OID3312429 | 15.232 | Solar |  |  | Interconnected | Saint Paul | Protected Data | Protected Data | Protected Data | Residential | Solar* Rewards | 2018 | 2018 | n/a
Xcel Energy | 85 | 13781 | IOU | OID3312433 | 2.16 | Solar |  |  | Interconnected | Saint Paul | Protected Data | Protected Data | Protected Data | Residential | Solar* Rewards | 2018 | 2018 | n/a
Xcel Energy | 85 | 13781 | IOU | OID3312434 | 6 | Solar |  |  | Interconnected | Minneapolis | Protected Data | Protected Data | Protected Data | Residential | Solar* Rewards | 2018 | 2018 | n/a
Xcel Energy | 85 | 13781 | IOU | OID3312448 | 6 | Solar |  |  | Interconnected | Saint Paul | Protected Data | Protected Data | Protected Data | Residential | Solar* Rewards | 2018 | 2018 | n/a
Xcel Energy | 85 | 13781 | IOU | OID3312453 | 3.84 | Solar |  |  | Interconnected | Woodbury | Protected Data | Protected Data | Protected Data | Residential | Solar* Rewards | 2018 | 2018 | n/a
Xcel Energy | 85 | 13781 | IOU | OID3313659 | 3.8 | Solar |  |  | Interconnected | Saint Paul | Protected Data | Protected Data | Protected Data | Residential | Solar* Rewards | 2018 | 2018 | n/a
Xcel Energy | 85 | 13781 | IOU | OID3313786 | 2.4 | Solar |  |  | Interconnected | Taylors Falls | Protected Data | Protected Data | Protected Data | Residential | Solar* Rewards | 2018 | 2018 | n/a
Xcel Energy | 85 | 13781 | IOU | OID3314401 | 19.88 | Solar |  |  | Interconnected | Austin | Protected Data | Protected Data | Protected Data | Commercial | Solar* Rewards | 2018 | 2018 | n/a
Xcel Energy | 85 | 13781 | IOU | OID3314900 | 15.232 | Solar |  |  | Interconnected | Coon Rapids | Protected Data | Protected Data | Protected Data | Commercial | Solar* Rewards | 2018 | 2018 | n/a
Xcel Energy | 85 | 13781 | IOU | OID3314967 | 7.625 | Solar |  |  | Interconnected | Saint Paul | Protected Data | Protected Data | Protected Data | Residential | Solar* Rewards | 2018 | 2019 | n/a
Xcel Energy | 85 | 13781 | IOU | OID3316020 | 15.232 | Solar |  |  | Interconnected | Coon Rapids | Protected Data | Protected Data | Protected Data | Commercial | Solar* Rewards | 2018 | 2018 | n/a
Xcel Energy | 85 | 13781 | IOU | OID3316544 | 9.94 | Solar |  |  | Interconnected | Minneapolis | Protected Data | Protected Data | Protected Data | Commercial | Solar* Rewards | 2018 | 2018 | n/a
Xcel Energy | 85 | 13781 | IOU | OID3316553 | 3.747 | Solar |  |  | Interconnected | Saint Paul | Protected Data | Protected Data | Protected Data | Residential | Solar* Rewards | 2018 | 2020 | n/a
Xcel Energy | 85 | 13781 | IOU | OID3316554 | 6 | Solar |  |  | Interconnected | Minneapolis | Protected Data | Protected Data | Protected Data | Commercial | Solar* Rewards | 2018 | 2018 | n/a
Xcel Energy | 85 | 13781 | IOU | OID3316569 | 9.12 | Solar |  |  | Interconnected | Saint Paul | Protected Data | Protected Data | Protected Data | Commercial | Solar* Rewards | 2018 | 2018 | n/a
Xcel Energy | 85 | 13781 | IOU | OID3317322 | 27.496 | Solar |  |  | Interconnected | Delano | Protected Data | Protected Data | Protected Data | Residential | Solar* Rewards | 2018 | 2018 | n/a
Xcel Energy | 85 | 13781 | IOU | OID3317359 | 7.625 | Solar |  |  | Interconnected | Saint Michael | Protected Data | Protected Data | Protected Data | Residential | Solar* Rewards | 2018 | 2019 | n/a
Xcel Energy | 85 | 13781 | IOU | OID3317449 | 6 | Solar |  |  | Interconnected | Woodbury | Protected Data | Protected Data | Protected Data | Residential | Solar* Rewards | 2018 | 2018 | n/a
Xcel Energy | 85 | 13781 | IOU | OID3317451 | 5 | Solar |  |  | Interconnected | Saint Paul | Protected Data | Protected Data | Protected Data | Residential | Solar* Rewards | 2018 | 2018 | n/a
Xcel Energy | 85 | 13781 | IOU | OID3317454 | 3 | Solar |  |  | Interconnected | Saint Paul | Protected Data | Protected Data | Protected Data | Residential | Solar* Rewards | 2018 | 2018 | n/a
Xcel Energy | 85 | 13781 | IOU | OID3317474 | 9.94 | Solar |  |  | Interconnected | La Crescent | Protected Data | Protected Data | Protected Data | Residential | Solar* Rewards | 2018 | 2018 | n/a
Xcel Energy | 85 | 13781 | IOU | OID3317475 | 6 | Solar |  |  | Interconnected | Dayton | Protected Data | Protected Data | Protected Data | Residential | Solar* Rewards | 2018 | 2018 | n/a
Xcel Energy | 85 | 13781 | IOU | OID3317599 | 3.8 | Solar |  |  | Interconnected | Rosemount | Protected Data | Protected Data | Protected Data | Residential | Solar* Rewards | 2018 | 2018 | n/a
Xcel Energy | 85 | 13781 | IOU | OID3317634 | 3.8 | Solar |  |  | Interconnected | Minneapolis | Protected Data | Protected Data | Protected Data | Residential | Solar* Rewards | 2018 | 2018 | n/a
Xcel Energy | 85 | 13781 | IOU | OID3317637 | 6 | Solar |  |  | Interconnected | Saint Paul | Protected Data | Protected Data | Protected Data | Residential | Solar* Rewards | 2018 | 2018 | n/a
Xcel Energy | 85 | 13781 | IOU | OID3317647 | 9.94 | Solar |  |  | Interconnected | Saint Paul | Protected Data | Protected Data | Protected Data | Residential | Solar* Rewards | 2018 | 2018 | n/a
Xcel Energy | 85 | 13781 | IOU | OID3317650 | 7.63 | Solar |  |  | Interconnected | Minnetonka | Protected Data | Protected Data | Protected Data | Residential | Solar* Rewards | 2018 | 2018 | n/a
Xcel Energy | 85 | 13781 | IOU | OID3317671 | 3.22 | Solar |  |  | Interconnected | Saint Paul | Protected Data | Protected Data | Protected Data | Residential | Solar* Rewards | 2018 | 2018 | n/a
Xcel Energy | 85 | 13781 | IOU | OID3317714 | 3.747 | Solar |  |  | Interconnected | Plymouth | Protected Data | Protected Data | Protected Data | Residential | Solar* Rewards | 2018 | 2018 | n/a
Xcel Energy | 85 | 13781 | IOU | OID3317735 | 7.616 | Solar |  |  | Interconnected | Minneapolis | Protected Data | Protected Data | Protected Data | Residential | Solar* Rewards | 2018 | 2018 | n/a
Xcel Energy | 85 | 13781 | IOU | OID3317739 | 5 | Solar |  |  | Interconnected | Lino Lakes | Protected Data | Protected Data | Protected Data | Residential | Solar* Rewards | 2018 | 2018 | n/a
Xcel Energy | 85 | 13781 | IOU | OID3317759 | 7.616 | Solar |  |  | Interconnected | Plymouth | Protected Data | Protected Data | Protected Data | Residential | Solar* Rewards | 2018 | 2018 | n/a
Xcel Energy | 85 | 13781 | IOU | OID3317768 | 3 | Solar |  |  | Interconnected | Minneapolis | Protected Data | Protected Data | Protected Data | Residential | n/a | 2018 | 2018 | n/a
Xcel Energy | 85 | 13781 | IOU | OID3317792 | 5 | Solar |  |  | Interconnected | Minneapolis | Protected Data | Protected Data | Protected Data | Residential | Solar* Rewards | 2018 | 2018 | n/a
Xcel Energy | 85 | 13781 | IOU | OID3318045 | 4.48 | Solar |  |  | Interconnected | Minneapolis | Protected Data | Protected Data | Protected Data | Residential | Solar* Rewards | 2018 | 2018 | n/a
Xcel Energy | 85 | 13781 | IOU | OID3321286 | 7.625 | Solar |  |  | Interconnected | Minnetonka | Protected Data | Protected Data | Protected Data | Commercial | Solar* Rewards | 2018 | 2018 | n/a
Xcel Energy | 85 | 13781 | IOU | OID3325470 | 15.25 | Solar |  |  | Interconnected | Saint Cloud | Protected Data | Protected Data | Protected Data | Commercial | Solar* Rewards | 2018 | 2018 | n/a
Xcel Energy | 85 | 13781 | IOU | OID3326176 | 5 | Solar |  |  | Interconnected | Fridley | Protected Data | Protected Data | Protected Data | Residential | Solar* Rewards | 2018 | 2018 | n/a
Xcel Energy | 85 | 13781 | IOU | OID3326510 | 19.999 | Solar |  |  | Interconnected | Stillwater | Protected Data | Protected Data | Protected Data | Commercial | Solar* Rewards | 2018 | 2019 | n/a
Xcel Energy | 85 | 13781 | IOU | OID3326586 | 6.72 | Solar |  |  | Interconnected | Minneapolis | Protected Data | Protected Data | Protected Data | Residential | Solar* Rewards | 2018 | 2018 | n/a
Xcel Energy | 85 | 13781 | IOU | OID3326799 | 5 | Solar |  |  | Interconnected | Saint Paul | Protected Data | Protected Data | Protected Data | Residential | Solar* Rewards | 2018 | 2018 | n/a
Xcel Energy | 85 | 13781 | IOU | OID3327144 | 33.3 | Solar |  |  | Interconnected | Eagan | Protected Data | Protected Data | Protected Data | Commercial | Made In MN | 2018 | 2020 | n/a
Xcel Energy | 85 | 13781 | IOU | OID3327176 | 6 | Solar |  | X | Interconnected | Hugo | Protected Data | Protected Data | Protected Data | Residential | Solar* Rewards | 2018 | 2019 | n/a
Xcel Energy | 85 | 13781 | IOU | OID3327188 | 6 | Solar |  |  | Interconnected | Dundas | Protected Data | Protected Data | Protected Data | Residential | Solar* Rewards | 2018 | 2018 | n/a
Xcel Energy | 85 | 13781 | IOU | OID3327190 | 5 | Solar |  |  | Interconnected | Montrose | Protected Data | Protected Data | Protected Data | Residential | Solar* Rewards | 2018 | 2018 | n/a
Xcel Energy | 85 | 13781 | IOU | OID3327251 | 5.88 | Solar |  |  | Interconnected | Golden Valley | Protected Data | Protected Data | Protected Data | Residential | Solar* Rewards | 2018 | 2018 | n/a
Xcel Energy | 85 | 13781 | IOU | OID3327264 | 19.88 | Solar |  |  | Interconnected | Red Wing | Protected Data | Protected Data | Protected Data | Commercial | Solar* Rewards | 2018 | 2018 | n/a
Xcel Energy | 85 | 13781 | IOU | OID3327448 | 18 | Solar |  |  | Interconnected | Belle Plaine | Protected Data | Protected Data | Protected Data | Commercial | Solar* Rewards | 2018 | 2018 | n/a
Xcel Energy | 85 | 13781 | IOU | OID3327449 | 15 | Solar |  |  | Interconnected | Stacy | Protected Data | Protected Data | Protected Data | Residential | Solar* Rewards | 2018 | 2018 | n/a
Xcel Energy | 85 | 13781 | IOU | OID3327573 | 99.9 | Solar |  |  | Interconnected | Mankato | Protected Data | Protected Data | Protected Data | Commercial | n/a | 2018 | 2018 | n/a
Xcel Energy | 85 | 13781 | IOU | OID3328012 | 43.53 | Solar |  |  | Interconnected | Minneapolis | Protected Data | Protected Data | Protected Data | Commercial | Made In MN | 2018 | 2018 | n/a
Xcel Energy | 85 | 13781 | IOU | OID3328099 | 9.94 | Solar |  |  | Interconnected | Hopkins | Protected Data | Protected Data | Protected Data | Commercial | Solar* Rewards | 2018 | 2019 | n/a
Xcel Energy | 85 | 13781 | IOU | OID3328507 | 12 | Solar |  |  | Interconnected | Janesville | Protected Data | Protected Data | Protected Data | Residential | Solar* Rewards | 2018 | 2018 | n/a
Xcel Energy | 85 | 13781 | IOU | OID3328624 | 14.51 | Solar |  |  | Interconnected | Waverly | Protected Data | Protected Data | Protected Data | Commercial | n/a | 2018 | 2018 | n/a
Xcel Energy | 85 | 13781 | IOU | OID3328636 | 5.6 | Solar |  |  | Interconnected | Saint Paul | Protected Data | Protected Data | Protected Data | Commercial | Solar* Rewards | 2018 | 2018 | n/a
Xcel Energy | 85 | 13781 | IOU | OID3328643 | 15 | Solar |  |  | Interconnected | Saint Paul | Protected Data | Protected Data | Protected Data | Commercial | Solar* Rewards | 2018 | 2018 | n/a
Xcel Energy | 85 | 13781 | IOU | OID3328661 | 19.999 | Solar |  |  | Interconnected | Richfield | Protected Data | Protected Data | Protected Data | Commercial | Solar* Rewards | 2018 | 2018 | n/a
Xcel Energy | 85 | 13781 | IOU | OID3328662 | 19.999 | Solar |  |  | Interconnected | Richfield | Protected Data | Protected Data | Protected Data | Commercial | Solar* Rewards | 2018 | 2018 | n/a
Xcel Energy | 85 | 13781 | IOU | OID3328882 | 3.747 | Solar |  |  | Interconnected | Minneapolis | Protected Data | Protected Data | Protected Data | Residential | Solar* Rewards | 2018 | 2018 | n/a
Xcel Energy | 85 | 13781 | IOU | OID3329385 | 3.747 | Solar |  |  | Interconnected | Plymouth | Protected Data | Protected Data | Protected Data | Residential | Solar* Rewards | 2018 | 2018 | n/a
Xcel Energy | 85 | 13781 | IOU | OID3329471 | 11.39 | Solar |  |  | Interconnected | Mankato | Protected Data | Protected Data | Protected Data | Residential | Solar* Rewards | 2018 | 2018 | n/a
Xcel Energy | 85 | 13781 | IOU | OID3332784 | 3.747 | Solar |  |  | Interconnected | Saint Paul | Protected Data | Protected Data | Protected Data | Residential | Solar* Rewards | 2018 | 2019 | n/a
Xcel Energy | 85 | 13781 | IOU | OID3333237 | 6.72 | Solar |  |  | Interconnected | Inver Grove Heights | Protected Data | Protected Data | Protected Data | Residential | Solar* Rewards | 2018 | 2018 | n/a
Xcel Energy | 85 | 13781 | IOU | OID3333331 | 765.9 | Solar |  |  | Interconnected | Brooklyn Park | Protected Data | Protected Data | Protected Data | Commercial | n/a | 2018 | 2019 | n/a
Xcel Energy | 85 | 13781 | IOU | OID3333340 | 186.499 | Solar |  |  | Interconnected | Brooklyn Park | Protected Data | Protected Data | Protected Data | Commercial | n/a | 2018 | 2019 | n/a
Xcel Energy | 85 | 13781 | IOU | OID3333345 | 99.9 | Solar |  |  | Interconnected | Brooklyn Park | Protected Data | Protected Data | Protected Data | Commercial | n/a | 2018 | 2020 | n/a
Xcel Energy | 85 | 13781 | IOU | OID3333358 | 66.6 | Solar |  |  | Interconnected | Brooklyn Park | Protected Data | Protected Data | Protected Data | Commercial | n/a | 2018 | 2019 | n/a
Xcel Energy | 85 | 13781 | IOU | OID3333489 | 39.998 | Solar |  |  | Interconnected | Brooklyn Park | Protected Data | Protected Data | Protected Data | Commercial | n/a | 2018 | 2019 | n/a
Xcel Energy | 85 | 13781 | IOU | OID3333618 | 5 | Solar |  |  | Interconnected | Minneapolis | Protected Data | Protected Data | Protected Data | Residential | Solar* Rewards | 2018 | 2018 | n/a
Xcel Energy | 85 | 13781 | IOU | OID3333686 | 9.94 | Solar |  |  | Interconnected | Hugo | Protected Data | Protected Data | Protected Data | Residential | Solar* Rewards | 2018 | 2018 | n/a
Xcel Energy | 85 | 13781 | IOU | OID3333689 | 99.9 | Solar |  |  | Interconnected | Howard Lake | Protected Data | Protected Data | Protected Data | Commercial | n/a | 2018 | 2018 | n/a
Xcel Energy | 85 | 13781 | IOU | OID3333690 | 11.39 | Solar |  |  | Interconnected | Mendota Heights | Protected Data | Protected Data | Protected Data | Residential | Solar* Rewards | 2018 | 2018 | n/a
Xcel Energy | 85 | 13781 | IOU | OID3333950 | 5.67 | Solar |  |  | Interconnected | Fridley | Protected Data | Protected Data | Protected Data | Residential | Solar* Rewards | 2018 | 2019 | n/a
Xcel Energy | 85 | 13781 | IOU | OID3334022 | 5 | Solar |  |  | Interconnected | Saint Paul | Protected Data | Protected Data | Protected Data | Residential | Solar* Rewards | 2018 | 2018 | n/a
Xcel Energy | 85 | 13781 | IOU | OID3334095 | 5 | Solar |  |  | Interconnected | Minneapolis | Protected Data | Protected Data | Protected Data | Residential | Solar* Rewards | 2018 | 2018 | n/a
Xcel Energy | 85 | 13781 | IOU | OID3334171 | 3.747 | Solar |  |  | Interconnected | Minneapolis | Protected Data | Protected Data | Protected Data | Commercial | Solar* Rewards | 2018 | 2018 | n/a
Xcel Energy | 85 | 13781 | IOU | OID3334230 | 5 | Solar |  |  | Interconnected | Minneapolis | Protected Data | Protected Data | Protected Data | Residential | Solar* Rewards | 2018 | 2018 | n/a
Xcel Energy | 85 | 13781 | IOU | OID3334252 | 3.8 | Solar |  |  | Interconnected | Saint Paul | Protected Data | Protected Data | Protected Data | Residential | Solar* Rewards | 2018 | 2018 | n/a
Xcel Energy | 85 | 13781 | IOU | OID3334338 | 5 | Solar |  |  | Interconnected | Minneapolis | Protected Data | Protected Data | Protected Data | Residential | Solar* Rewards | 2018 | 2018 | n/a
Xcel Energy | 85 | 13781 | IOU | OID3334349 | 9.94 | Solar |  |  | Interconnected | Minneapolis | Protected Data | Protected Data | Protected Data | Residential | Solar* Rewards | 2018 | 2018 | n/a
Xcel Energy | 85 | 13781 | IOU | OID3334634 | 12.5 | Solar |  |  | Interconnected | Dodge Center | Protected Data | Protected Data | Protected Data | Commercial | n/a | 2018 | 2018 | n/a
Xcel Energy | 85 | 13781 | IOU | OID3334829 | 6 | Solar |  |  | Interconnected | Saint Paul | Protected Data | Protected Data | Protected Data | Residential | Solar* Rewards | 2018 | 2018 | n/a
Xcel Energy | 85 | 13781 | IOU | OID3335761 | 7.616 | Solar |  |  | Interconnected | Richfield | Protected Data | Protected Data | Protected Data | Residential | Solar* Rewards | 2018 | 2018 | n/a
Xcel Energy | 85 | 13781 | IOU | OID3336350 | 9.94 | Solar |  |  | Interconnected | Mendota Heights | Protected Data | Protected Data | Protected Data | Commercial | Solar* Rewards | 2018 | 2018 | n/a
Xcel Energy | 85 | 13781 | IOU | OID3336659 | 9.94 | Solar |  |  | Interconnected | Bloomington | Protected Data | Protected Data | Protected Data | Commercial | n/a | 2018 | 2019 | n/a
Xcel Energy | 85 | 13781 | IOU | OID3336834 | 9.94 | Solar |  |  | Interconnected | Fridley | Protected Data | Protected Data | Protected Data | Commercial | n/a | 2018 | 2019 | n/a
Xcel Energy | 85 | 13781 | IOU | OID3336849 | 9.94 | Solar |  |  | Interconnected | Minneapolis | Protected Data | Protected Data | Protected Data | Commercial | n/a | 2018 | 2019 | n/a
Xcel Energy | 85 | 13781 | IOU | OID3336933 | 9.94 | Solar |  |  | Interconnected | Woodbury | Protected Data | Protected Data | Protected Data | Commercial | n/a | 2018 | 2019 | n/a
Xcel Energy | 85 | 13781 | IOU | OID3336969 | 3.8 | Solar |  |  | Interconnected | Saint Paul | Protected Data | Protected Data | Protected Data | Residential | Solar* Rewards | 2018 | 2018 | n/a
Xcel Energy | 85 | 13781 | IOU | OID3336988 | 39.998 | Solar |  |  | Interconnected | Plymouth | Protected Data | Protected Data | Protected Data | Commercial | Made In MN | 2018 | 2018 | n/a
Xcel Energy | 85 | 13781 | IOU | OID3337118 | 8.22 | Solar |  |  | Interconnected | Winona | Protected Data | Protected Data | Protected Data | Residential | Made In MN | 2018 | 2018 | n/a
Xcel Energy | 85 | 13781 | IOU | OID3337413 | 20 | Solar |  |  | Interconnected | Waconia | Protected Data | Protected Data | Protected Data | Residential | Solar* Rewards | 2018 | 2019 | n/a
Xcel Energy | 85 | 13781 | IOU | OID3339108 | 39.998 | Solar |  |  | Interconnected | Champlin | Protected Data | Protected Data | Protected Data | Commercial | Made In MN | 2018 | 2018 | n/a
Xcel Energy | 85 | 13781 | IOU | OID3339167 | 3.747 | Solar |  |  | Interconnected | Roseville | Protected Data | Protected Data | Protected Data | Residential | Solar* Rewards | 2018 | 2018 | n/a
Xcel Energy | 85 | 13781 | IOU | OID3339745 | 9.94 | Solar |  |  | Interconnected | Roseville | Protected Data | Protected Data | Protected Data | Residential | Solar* Rewards | 2018 | 2018 | n/a
Xcel Energy | 85 | 13781 | IOU | OID3339888 | 12 | Solar |  |  | Interconnected | Lindstrom | Protected Data | Protected Data | Protected Data | Residential | Solar* Rewards | 2018 | 2018 | n/a
Xcel Energy | 85 | 13781 | IOU | OID3339893 | 8.4 | Solar |  |  | Interconnected | Jordan | Protected Data | Protected Data | Protected Data | Residential | Solar* Rewards | 2018 | 2018 | n/a
Xcel Energy | 85 | 13781 | IOU | OID3340029 | 9.94 | Solar |  |  | Interconnected | Altura | Protected Data | Protected Data | Protected Data | Commercial | Made In MN | 2018 | 2018 | n/a
Xcel Energy | 85 | 13781 | IOU | OID3340031 | 5 | Solar |  |  | Interconnected | Minneapolis | Protected Data | Protected Data | Protected Data | Residential | Solar* Rewards | 2018 | 2018 | n/a
Xcel Energy | 85 | 13781 | IOU | OID3340632 | 100 | Solar |  |  | Interconnected | Saint Paul | Protected Data | Protected Data | Protected Data | Commercial | n/a | 2018 | 2018 | n/a
Xcel Energy | 85 | 13781 | IOU | OID3340703 | 6 | Solar |  |  | Interconnected | Saint Paul | Protected Data | Protected Data | Protected Data | Residential | Solar* Rewards | 2018 | 2018 | n/a
Xcel Energy | 85 | 13781 | IOU | OID3342009 | 7.625 | Solar |  |  | Interconnected | Bloomington | Protected Data | Protected Data | Protected Data | Residential | Solar* Rewards | 2018 | 2018 | n/a
Xcel Energy | 85 | 13781 | IOU | OID3343857 | 7.625 | Solar |  |  | Interconnected | Minneapolis | Protected Data | Protected Data | Protected Data | Residential | Solar* Rewards | 2018 | 2018 | n/a
Xcel Energy | 85 | 13781 | IOU | OID3344900 | 9.994 | Solar |  |  | Interconnected | Saint Paul | Protected Data | Protected Data | Protected Data | Residential | Solar* Rewards | 2018 | 2018 | n/a
Xcel Energy | 85 | 13781 | IOU | OID3346628 | 6 | Solar |  |  | Interconnected | Hayfield | Protected Data | Protected Data | Protected Data | Residential | Solar* Rewards | 2018 | 2018 | n/a
Xcel Energy | 85 | 13781 | IOU | OID3346652 | 9.94 | Solar |  |  | Interconnected | Shoreview | Protected Data | Protected Data | Protected Data | Residential | Solar* Rewards | 2018 | 2018 | n/a
Xcel Energy | 85 | 13781 | IOU | OID3346680 | 43.53 | Solar |  |  | Interconnected | Little Canada | Protected Data | Protected Data | Protected Data | Commercial | n/a | 2018 | 2018 | n/a
Xcel Energy | 85 | 13781 | IOU | OID3346930 | 7.625 | Solar |  |  | Interconnected | Buffalo | Protected Data | Protected Data | Protected Data | Residential | Made In MN | 2018 | 2018 | n/a
Xcel Energy | 85 | 13781 | IOU | OID3346983 | 15.4 | Solar |  |  | Interconnected | Northfield | Protected Data | Protected Data | Protected Data | Residential | Solar* Rewards | 2018 | 2019 | n/a
Xcel Energy | 85 | 13781 | IOU | OID3347496 | 6 | Solar |  |  | Interconnected | Maplewood | Protected Data | Protected Data | Protected Data | Residential | Solar* Rewards | 2018 | 2018 | n/a
Xcel Energy | 85 | 13781 | IOU | OID3347532 | 6 | Solar |  |  | Interconnected | White Bear Lake | Protected Data | Protected Data | Protected Data | Residential | Solar* Rewards | 2018 | 2019 | n/a
Xcel Energy | 85 | 13781 | IOU | OID3351001 | 5 | Solar |  |  | Interconnected | Stillwater | Protected Data | Protected Data | Protected Data | Residential | Solar* Rewards | 2018 | 2018 | n/a
Xcel Energy | 85 | 13781 | IOU | OID3351022 | 14 | Solar |  |  | Interconnected | Minneapolis | Protected Data | Protected Data | Protected Data | Commercial | Solar* Rewards | 2018 | 2018 | n/a
Xcel Energy | 85 | 13781 | IOU | OID3352282 | 5 | Solar |  |  | Interconnected | Minneapolis | Protected Data | Protected Data | Protected Data | Residential | Solar* Rewards | 2018 | 2018 | n/a
Xcel Energy | 85 | 13781 | IOU | OID3352458 | 6 | Solar |  |  | Interconnected | Minneapolis | Protected Data | Protected Data | Protected Data | Residential | Solar* Rewards | 2018 | 2018 | n/a
Xcel Energy | 85 | 13781 | IOU | OID3353570 | 6 | Solar |  |  | Interconnected | Saint Paul | Protected Data | Protected Data | Protected Data | Residential | Solar* Rewards | 2018 | 2018 | n/a
Xcel Energy | 85 | 13781 | IOU | OID3353588 | 7.616 | Solar |  |  | Interconnected | Plymouth | Protected Data | Protected Data | Protected Data | Residential | Solar* Rewards | 2018 | 2018 | n/a
Xcel Energy | 85 | 13781 | IOU | OID3353822 | 6 | Solar |  |  | Interconnected | Chisago City | Protected Data | Protected Data | Protected Data | Residential | Solar* Rewards | 2018 | 2018 | n/a
Xcel Energy | 85 | 13781 | IOU | OID3353826 | 12 | Solar |  |  | Interconnected | New Richland | Protected Data | Protected Data | Protected Data | Residential | Solar* Rewards | 2018 | 2018 | n/a
Xcel Energy | 85 | 13781 | IOU | OID3356190 | 9.94 | Solar |  |  | Interconnected | Bloomington | Protected Data | Protected Data | Protected Data | Residential | Solar* Rewards | 2018 | 2018 | n/a
Xcel Energy | 85 | 13781 | IOU | OID3357727 | 7.616 | Solar |  |  | Interconnected | Centerville | Protected Data | Protected Data | Protected Data | Residential | Solar* Rewards | 2018 | 2018 | n/a
Xcel Energy | 85 | 13781 | IOU | OID3357915 | 7 | Solar |  |  | Interconnected | La Crescent | Protected Data | Protected Data | Protected Data | Residential | Solar* Rewards | 2018 | 2018 | n/a
Xcel Energy | 85 | 13781 | IOU | OID3357925 | 3.36 | Solar |  |  | Interconnected | Minneapolis | Protected Data | Protected Data | Protected Data | Residential | Solar* Rewards | 2018 | 2018 | n/a
Xcel Energy | 85 | 13781 | IOU | OID3360174 | 6 | Solar |  |  | Interconnected | Saint Paul | Protected Data | Protected Data | Protected Data | Residential | Solar* Rewards | 2018 | 2018 | n/a
Xcel Energy | 85 | 13781 | IOU | OID3360604 | 5 | Solar |  |  | Interconnected | West Saint Paul | Protected Data | Protected Data | Protected Data | Residential | Solar* Rewards | 2018 | 2018 | n/a
Xcel Energy | 85 | 13781 | IOU | OID3360643 | 5 | Solar |  |  | Interconnected | Minneapolis | Protected Data | Protected Data | Protected Data | Residential | Solar* Rewards | 2018 | 2018 | n/a
Xcel Energy | 85 | 13781 | IOU | OID3360748 | 19.995 | Solar |  |  | Interconnected | New Richland | Protected Data | Protected Data | Protected Data | Commercial | Solar* Rewards | 2018 | 2018 | n/a
Xcel Energy | 85 | 13781 | IOU | OID3360759 | 7.616 | Solar |  |  | Interconnected | Saint Paul | Protected Data | Protected Data | Protected Data | Residential | Solar* Rewards | 2018 | 2018 | n/a
Xcel Energy | 85 | 13781 | IOU | OID3360852 | 6 | Solar |  |  | Interconnected | Saint Paul | Protected Data | Protected Data | Protected Data | Residential | Solar* Rewards | 2018 | 2018 | n/a
Xcel Energy | 85 | 13781 | IOU | OID3360973 | 9.6 | Solar |  |  | Interconnected | West Saint Paul | Protected Data | Protected Data | Protected Data | Commercial | Solar* Rewards | 2018 | 2018 | n/a
Xcel Energy | 85 | 13781 | IOU | OID3360975 | 9.6 | Solar |  |  | Interconnected | West Saint Paul | Protected Data | Protected Data | Protected Data | Commercial | Solar* Rewards | 2018 | 2018 | n/a
Xcel Energy | 85 | 13781 | IOU | OID3361637 | 5 | Solar |  |  | Interconnected | Minneapolis | Protected Data | Protected Data | Protected Data | Residential | Solar* Rewards | 2018 | 2018 | n/a
Xcel Energy | 85 | 13781 | IOU | OID3361681 | 13.6 | Solar |  |  | Interconnected | Zumbrota | Protected Data | Protected Data | Protected Data | Residential | Solar* Rewards | 2018 | 2018 | n/a
Xcel Energy | 85 | 13781 | IOU | OID3361879 | 66.6 | Solar |  |  | Interconnected | Brooklyn Park | Protected Data | Protected Data | Protected Data | Commercial | n/a | 2018 | 2019 | n/a
Xcel Energy | 85 | 13781 | IOU | OID3361947 | 5 | Solar |  |  | Interconnected | Robbinsdale | Protected Data | Protected Data | Protected Data | Residential | Solar* Rewards | 2018 | 2018 | n/a
Xcel Energy | 85 | 13781 | IOU | OID3362496 | 7.616 | Solar |  |  | Interconnected | Saint Paul | Protected Data | Protected Data | Protected Data | Residential | Solar* Rewards | 2018 | 2018 | n/a
Xcel Energy | 85 | 13781 | IOU | OID3362539 | 7.76 | Solar |  |  | Interconnected | Minneapolis | Protected Data | Protected Data | Protected Data | Residential | Solar* Rewards | 2018 | 2018 | n/a
Xcel Energy | 85 | 13781 | IOU | OID3362577 | 6 | Solar |  |  | Interconnected | Edina | Protected Data | Protected Data | Protected Data | Residential | Solar* Rewards | 2018 | 2018 | n/a
Xcel Energy | 85 | 13781 | IOU | OID3363029 | 5 | Solar |  |  | Interconnected | Minneapolis | Protected Data | Protected Data | Protected Data | Residential | Solar* Rewards | 2018 | 2018 | n/a
Xcel Energy | 85 | 13781 | IOU | OID3363156 | 7.63 | Solar |  |  | Interconnected | Maple Grove | Protected Data | Protected Data | Protected Data | Residential | Solar* Rewards | 2018 | 2018 | n/a
Xcel Energy | 85 | 13781 | IOU | OID3363579 | 7.616 | Solar |  |  | Interconnected | Maple Grove | Protected Data | Protected Data | Protected Data | Residential | Solar* Rewards | 2018 | 2018 | n/a
Xcel Energy | 85 | 13781 | IOU | OID3363766 | 3.747 | Solar |  |  | Interconnected | Robbinsdale | Protected Data | Protected Data | Protected Data | Residential | Solar* Rewards | 2018 | 2018 | n/a
Xcel Energy | 85 | 13781 | IOU | OID3364524 | 3.747 | Solar |  |  | Interconnected | Minneapolis | Protected Data | Protected Data | Protected Data | Residential | Solar* Rewards | 2018 | 2018 | n/a
Xcel Energy | 85 | 13781 | IOU | OID3364533 | 15.232 | Solar |  |  | Interconnected | Saint Joseph | Protected Data | Protected Data | Protected Data | Residential | Solar* Rewards | 2018 | 2018 | n/a
Xcel Energy | 85 | 13781 | IOU | OID3365237 | 12 | Solar |  |  | Interconnected | South Saint Paul | Protected Data | Protected Data | Protected Data | Commercial | Solar* Rewards | 2018 | 2019 | n/a
Xcel Energy | 85 | 13781 | IOU | OID3365294 | 6 | Solar |  |  | Interconnected | Buffalo | Protected Data | Protected Data | Protected Data | Residential | Solar* Rewards | 2018 | 2018 | n/a
Xcel Energy | 85 | 13781 | IOU | OID3365354 | 17.57 | Solar |  |  | Interconnected | Inver Grove Heights | Protected Data | Protected Data | Protected Data | Residential | Solar* Rewards | 2018 | 2018 | n/a
Xcel Energy | 85 | 13781 | IOU | OID3365423 | 19.88 | Solar |  |  | Interconnected | Slayton | Protected Data | Protected Data | Protected Data | Commercial | Made In MN | 2018 | 2018 | n/a
Xcel Energy | 85 | 13781 | IOU | OID3367039 | 18 | Solar |  |  | Interconnected | Watertown | Protected Data | Protected Data | Protected Data | Residential | Solar* Rewards | 2018 | 2020 | n/a
Xcel Energy | 85 | 13781 | IOU | OID3367455 | 9.94 | Solar |  |  | Interconnected | Chisago City | Protected Data | Protected Data | Protected Data | Residential | Made In MN | 2018 | 2018 | n/a
Xcel Energy | 85 | 13781 | IOU | OID3368941 | 19.88 | Solar |  |  | Interconnected | Center City | Protected Data | Protected Data | Protected Data | Residential | Solar* Rewards | 2018 | 2018 | n/a
Xcel Energy | 85 | 13781 | IOU | OID3369430 | 26.622 | Solar |  |  | Interconnected | Altura | Protected Data | Protected Data | Protected Data | Commercial | n/a | 2018 | 2020 | n/a
Xcel Energy | 85 | 13781 | IOU | OID3369861 | 39.06 | Solar |  |  | Interconnected | Arden Hills | Protected Data | Protected Data | Protected Data | Commercial | n/a | 2018 | 2018 | n/a
Xcel Energy | 85 | 13781 | IOU | OID3370078 | 22.78 | Solar |  |  | Interconnected | Lauderdale | Protected Data | Protected Data | Protected Data | Commercial | Made In MN | 2018 | 2018 | n/a
Xcel Energy | 85 | 13781 | IOU | OID3370144 | 5 | Solar |  |  | Interconnected | Maplewood | Protected Data | Protected Data | Protected Data | Residential | Made In MN | 2018 | 2020 | n/a
Xcel Energy | 85 | 13781 | IOU | OID3370778 | 12.616 | Solar |  |  | Interconnected | Wayzata | Protected Data | Protected Data | Protected Data | Residential | Solar* Rewards | 2018 | 2019 | n/a
Xcel Energy | 85 | 13781 | IOU | OID3370985 | 3.747 | Solar |  |  | Interconnected | Minneapolis | Protected Data | Protected Data | Protected Data | Residential | Solar* Rewards | 2018 | 2018 | n/a
Xcel Energy | 85 | 13781 | IOU | OID3370997 | 0.315 | Solar |  |  | Interconnected | Saint Paul | Protected Data | Protected Data | Protected Data | Residential | Solar* Rewards | 2018 | 2018 | n/a
Xcel Energy | 85 | 13781 | IOU | OID3371069 | 4.5 | Solar |  |  | Interconnected | La Crescent | Protected Data | Protected Data | Protected Data | Residential | Solar* Rewards | 2018 | 2018 | n/a
Xcel Energy | 85 | 13781 | IOU | OID3371185 | 11.39 | Solar |  |  | Interconnected | Saint Paul | Protected Data | Protected Data | Protected Data | Residential | Solar* Rewards | 2018 | 2018 | n/a
Xcel Energy | 85 | 13781 | IOU | OID3372127 | 6 | Solar |  |  | Interconnected | White Bear Lake | Protected Data | Protected Data | Protected Data | Residential | Solar* Rewards | 2018 | 2018 | n/a
Xcel Energy | 85 | 13781 | IOU | OID3372160 | 3.8 | Solar |  |  | Interconnected | Falcon Heights | Protected Data | Protected Data | Protected Data | Residential | Solar* Rewards | 2018 | 2018 | n/a
Xcel Energy | 85 | 13781 | IOU | OID3372168 | 7.616 | Solar |  |  | Interconnected | Afton | Protected Data | Protected Data | Protected Data | Residential | Solar* Rewards | 2018 | 2018 | n/a
Xcel Energy | 85 | 13781 | IOU | OID3372764 | 9.94 | Solar |  |  | Interconnected | Saint Paul | Protected Data | Protected Data | Protected Data | Residential | Solar* Rewards | 2018 | 2018 | n/a
Xcel Energy | 85 | 13781 | IOU | OID3377622 | 6 | Solar |  |  | Interconnected | Northfield | Protected Data | Protected Data | Protected Data | Residential | Solar* Rewards | 2018 | 2018 | n/a
Xcel Energy | 85 | 13781 | IOU | OID3378305 | 9.864 | Solar |  |  | Interconnected | Winona | Protected Data | Protected Data | Protected Data | Residential | Solar* Rewards | 2018 | 2018 | n/a
Xcel Energy | 85 | 13781 | IOU | OID3380624 | 0.28 | Solar |  |  | Interconnected | Minneapolis | Protected Data | Protected Data | Protected Data | Residential | Solar* Rewards | 2018 | 2018 | n/a
Xcel Energy | 85 | 13781 | IOU | OID3380709 | 3.08 | Solar |  |  | Interconnected | Minneapolis | Protected Data | Protected Data | Protected Data | Residential | Solar* Rewards | 2018 | 2018 | n/a
Xcel Energy | 85 | 13781 | IOU | OID3381013 | 9.94 | Solar |  |  | Interconnected | Roseville | Protected Data | Protected Data | Protected Data | Residential | Made In MN | 2018 | 2018 | n/a
Xcel Energy | 85 | 13781 | IOU | OID3381098 | 3.747 | Solar |  |  | Interconnected | Minneapolis | Protected Data | Protected Data | Protected Data | Residential | Solar* Rewards | 2018 | 2018 | n/a
Xcel Energy | 85 | 13781 | IOU | OID3381518 | 6 | Solar |  |  | Interconnected | Morgan | Protected Data | Protected Data | Protected Data | Commercial | Solar* Rewards | 2018 | 2018 | n/a
Xcel Energy | 85 | 13781 | IOU | OID3381526 | 12 | Solar |  |  | Interconnected | Morgan | Protected Data | Protected Data | Protected Data | Residential | Solar* Rewards | 2018 | 2018 | n/a
Xcel Energy | 85 | 13781 | IOU | OID3382716 | 5 | Solar |  |  | Interconnected | Lino Lakes | Protected Data | Protected Data | Protected Data | Residential | Solar* Rewards | 2018 | 2018 | n/a
Xcel Energy | 85 | 13781 | IOU | OID3382729 | 3.8 | Solar |  |  | Interconnected | Saint Louis Park | Protected Data | Protected Data | Protected Data | Residential | Solar* Rewards | 2018 | 2018 | n/a
Xcel Energy | 85 | 13781 | IOU | OID3382734 | 6.72 | Solar |  |  | Interconnected | Hopkins | Protected Data | Protected Data | Protected Data | Residential | Solar* Rewards | 2018 | 2018 | n/a
Xcel Energy | 85 | 13781 | IOU | OID3382737 | 3.8 | Solar |  |  | Interconnected | Minneapolis | Protected Data | Protected Data | Protected Data | Residential | Solar* Rewards | 2018 | 2018 | n/a
Xcel Energy | 85 | 13781 | IOU | OID3382743 | 9.94 | Solar |  |  | Interconnected | Maple Grove | Protected Data | Protected Data | Protected Data | Residential | Solar* Rewards | 2018 | 2019 | n/a
Xcel Energy | 85 | 13781 | IOU | OID3383215 | 36 | Solar |  |  | Interconnected | Janesville | Protected Data | Protected Data | Protected Data | Commercial | n/a | 2018 | 2018 | n/a
Xcel Energy | 85 | 13781 | IOU | OID3383931 | 5 | Solar |  |  | Interconnected | Saint Paul | Protected Data | Protected Data | Protected Data | Residential | Solar* Rewards | 2018 | 2018 | n/a
Xcel Energy | 85 | 13781 | IOU | OID3384294 | 5 | Solar |  |  | Interconnected | Saint Paul | Protected Data | Protected Data | Protected Data | Residential | Solar* Rewards | 2018 | 2018 | n/a
Xcel Energy | 85 | 13781 | IOU | OID3384353 | 6 | Solar |  |  | Interconnected | Farmington | Protected Data | Protected Data | Protected Data | Residential | Solar* Rewards | 2018 | 2018 | n/a
Xcel Energy | 85 | 13781 | IOU | OID3384483 | 3.747 | Solar |  |  | Interconnected | Minneapolis | Protected Data | Protected Data | Protected Data | Residential | Solar* Rewards | 2018 | 2018 | n/a
Xcel Energy | 85 | 13781 | IOU | OID3384548 | 9.94 | Solar |  |  | Interconnected | Lakeland | Protected Data | Protected Data | Protected Data | Residential | Solar* Rewards | 2018 | 2018 | n/a
Xcel Energy | 85 | 13781 | IOU | OID3384569 | 5 | Solar |  |  | Interconnected | Brooklyn Center | Protected Data | Protected Data | Protected Data | Residential | Solar* Rewards | 2018 | 2018 | n/a
Xcel Energy | 85 | 13781 | IOU | OID3384987 | 5 | Solar |  |  | Interconnected | Richfield | Protected Data | Protected Data | Protected Data | Residential | Made In MN | 2018 | 2018 | n/a
Xcel Energy | 85 | 13781 | IOU | OID3385006 | 5 | Solar |  |  | Interconnected | Plymouth | Protected Data | Protected Data | Protected Data | Residential | Solar* Rewards | 2018 | 2018 | n/a
Xcel Energy | 85 | 13781 | IOU | OID3385020 | 3.747 | Solar |  |  | Interconnected | Avon | Protected Data | Protected Data | Protected Data | Residential | Solar* Rewards | 2018 | 2018 | n/a
Xcel Energy | 85 | 13781 | IOU | OID3385028 | 5 | Solar |  |  | Interconnected | Faribault | Protected Data | Protected Data | Protected Data | Residential | Solar* Rewards | 2018 | 2018 | n/a
Xcel Energy | 85 | 13781 | IOU | OID3385035 | 10.08 | Solar |  |  | Interconnected | Jordan | Protected Data | Protected Data | Protected Data | Residential | Solar* Rewards | 2018 | 2018 | n/a
Xcel Energy | 85 | 13781 | IOU | OID3385192 | 39.998 | Solar |  |  | Interconnected | Tracy | Protected Data | Protected Data | Protected Data | Commercial | Made In MN | 2018 | 2018 | n/a
Xcel Energy | 85 | 13781 | IOU | OID3385198 | 39.998 | Solar |  |  | Interconnected | Tracy | Protected Data | Protected Data | Protected Data | Commercial | Made In MN | 2018 | 2018 | n/a
Xcel Energy | 85 | 13781 | IOU | OID3385206 | 39.998 | Solar |  |  | Interconnected | Saint Cloud | Protected Data | Protected Data | Protected Data | Commercial | Made In MN | 2018 | 2020 | n/a
Xcel Energy | 85 | 13781 | IOU | OID3385282 | 5 | Solar |  |  | Interconnected | Big Lake | Protected Data | Protected Data | Protected Data | Residential | Solar* Rewards | 2018 | 2018 | n/a
Xcel Energy | 85 | 13781 | IOU | OID3385670 | 8 | Solar |  |  | Interconnected | Pine Island | Protected Data | Protected Data | Protected Data | Residential | Solar* Rewards | 2018 | 2018 | n/a
Xcel Energy | 85 | 13781 | IOU | OID3385739 | 5 | Solar |  |  | Interconnected | Byron | Protected Data | Protected Data | Protected Data | Commercial | n/a | 2018 | 2018 | n/a
Xcel Energy | 85 | 13781 | IOU | OID3385788 | 3.747 | Solar |  |  | Interconnected | Minneapolis | Protected Data | Protected Data | Protected Data | Residential | Solar* Rewards | 2018 | 2018 | n/a
Xcel Energy | 85 | 13781 | IOU | OID3385803 | 5 | Solar |  |  | Interconnected | Saint Paul | Protected Data | Protected Data | Protected Data | Residential | Solar* Rewards | 2018 | 2018 | n/a
Xcel Energy | 85 | 13781 | IOU | OID3385806 | 82.488 | Solar |  |  | Interconnected | Saint Paul | Protected Data | Protected Data | Protected Data | Commercial | n/a | 2018 | 2019 | n/a
Xcel Energy | 85 | 13781 | IOU | OID3385811 | 5 | Solar |  |  | Interconnected | Rogers | Protected Data | Protected Data | Protected Data | Residential | Solar* Rewards | 2018 | 2018 | n/a
Xcel Energy | 85 | 13781 | IOU | OID3385818 | 6.72 | Solar |  |  | Interconnected | Minneapolis | Protected Data | Protected Data | Protected Data | Residential | Solar* Rewards | 2018 | 2018 | n/a
Xcel Energy | 85 | 13781 | IOU | OID3386864 | 5.28 | Solar |  |  | Interconnected | Forest Lake | Protected Data | Protected Data | Protected Data | Residential | Solar* Rewards | 2018 | 2018 | n/a
Xcel Energy | 85 | 13781 | IOU | OID3386936 | 5 | Solar |  |  | Interconnected | Afton | Protected Data | Protected Data | Protected Data | Residential | Solar* Rewards | 2018 | 2018 | n/a
Xcel Energy | 85 | 13781 | IOU | OID3386957 | 7.28 | Solar |  |  | Interconnected | Minneapolis | Protected Data | Protected Data | Protected Data | Residential | Solar* Rewards | 2018 | 2018 | n/a
Xcel Energy | 85 | 13781 | IOU | OID3386981 | 8.19 | Solar |  |  | Interconnected | Richfield | Protected Data | Protected Data | Protected Data | Residential | Solar* Rewards | 2018 | 2018 | n/a
Xcel Energy | 85 | 13781 | IOU | OID3387041 | 6.48 | Solar |  |  | Interconnected | Farmington | Protected Data | Protected Data | Protected Data | Residential | Solar* Rewards | 2018 | 2018 | n/a
Xcel Energy | 85 | 13781 | IOU | OID3387141 | 7.84 | Solar |  |  | Interconnected | Bayport | Protected Data | Protected Data | Protected Data | Residential | Solar* Rewards | 2018 | 2019 | n/a
Xcel Energy | 85 | 13781 | IOU | OID3387927 | 2.52 | Solar |  |  | Interconnected | Saint Paul | Protected Data | Protected Data | Protected Data | Residential | Solar* Rewards | 2018 | 2018 | n/a
Xcel Energy | 85 | 13781 | IOU | OID3387934 | 5.76 | Solar |  |  | Interconnected | Bloomington | Protected Data | Protected Data | Protected Data | Residential | Made In MN | 2018 | 2018 | n/a
Xcel Energy | 85 | 13781 | IOU | OID3388138 | 9.995 | Solar |  |  | Interconnected | Kasson | Protected Data | Protected Data | Protected Data | Residential | Solar* Rewards | 2018 | 2018 | n/a
Xcel Energy | 85 | 13781 | IOU | OID3388167 | 9.995 | Solar |  |  | Interconnected | Zumbro Falls | Protected Data | Protected Data | Protected Data | Residential | Solar* Rewards | 2018 | 2018 | n/a
Xcel Energy | 85 | 13781 | IOU | OID3388206 | 5.8 | Solar |  |  | Interconnected | Minneapolis | Protected Data | Protected Data | Protected Data | Residential | Solar* Rewards | 2018 | 2019 | n/a
Xcel Energy | 85 | 13781 | IOU | OID3388223 | 4.14 | Solar |  |  | Interconnected | Minnetonka | Protected Data | Protected Data | Protected Data | Residential | Solar* Rewards | 2018 | 2020 | n/a
Xcel Energy | 85 | 13781 | IOU | OID3388230 | 5.28 | Solar |  |  | Interconnected | Saint Louis Park | Protected Data | Protected Data | Protected Data | Residential | Solar* Rewards | 2018 | 2018 | n/a
Xcel Energy | 85 | 13781 | IOU | OID3388566 | 7.616 | Solar |  |  | Interconnected | Plymouth | Protected Data | Protected Data | Protected Data | Residential | Solar* Rewards | 2018 | 2018 | n/a
Xcel Energy | 85 | 13781 | IOU | OID3388575 | 7.616 | Solar |  |  | Interconnected | Saint Paul | Protected Data | Protected Data | Protected Data | Residential | Solar* Rewards | 2018 | 2018 | n/a
Xcel Energy | 85 | 13781 | IOU | OID3388748 | 3.8 | Solar |  |  | Interconnected | Saint Paul | Protected Data | Protected Data | Protected Data | Residential | Solar* Rewards | 2018 | 2018 | n/a
Xcel Energy | 85 | 13781 | IOU | OID3388827 | 5.04 | Solar |  |  | Interconnected | Chanhassen | Protected Data | Protected Data | Protected Data | Residential | Solar* Rewards | 2018 | 2018 | n/a
Xcel Energy | 85 | 13781 | IOU | OID3389019 | 7.616 | Solar |  |  | Interconnected | Saint Paul | Protected Data | Protected Data | Protected Data | Residential | Solar* Rewards | 2018 | 2018 | n/a
Xcel Energy | 85 | 13781 | IOU | OID3389022 | 8.2 | Solar |  |  | Interconnected | Dodge Center | Protected Data | Protected Data | Protected Data | Residential | Solar* Rewards | 2018 | 2018 | n/a
Xcel Energy | 85 | 13781 | IOU | OID3389500 | 7.59 | Solar |  |  | Interconnected | Minneapolis | Protected Data | Protected Data | Protected Data | Residential | Made In MN | 2018 | 2018 | n/a
Xcel Energy | 85 | 13781 | IOU | OID3389573 | 2.962 | Solar |  |  | Interconnected | Rogers | Protected Data | Protected Data | Protected Data | Residential | Solar* Rewards | 2018 | 2018 | n/a
Xcel Energy | 85 | 13781 | IOU | OID3389590 | 15.232 | Solar |  |  | Interconnected | Bloomington | Protected Data | Protected Data | Protected Data | Residential | Solar* Rewards | 2018 | 2018 | n/a
Xcel Energy | 85 | 13781 | IOU | OID3389776 | 5 | Solar |  |  | Interconnected | Minneapolis | Protected Data | Protected Data | Protected Data | Residential | Made In MN | 2018 | 2018 | n/a
Xcel Energy | 85 | 13781 | IOU | OID3389875 | 10 | Solar |  |  | Interconnected | Marine On Saint Croix | Protected Data | Protected Data | Protected Data | Residential | Solar* Rewards | 2018 | 2018 | n/a
Xcel Energy | 85 | 13781 | IOU | OID3389879 | 3.36 | Solar |  |  | Interconnected | Fridley | Protected Data | Protected Data | Protected Data | Residential | Solar* Rewards | 2018 | 2018 | n/a
Xcel Energy | 85 | 13781 | IOU | OID3390193 | 9.994 | Solar |  |  | Interconnected | Farmington | Protected Data | Protected Data | Protected Data | Residential | Solar* Rewards | 2018 | 2018 | n/a
Xcel Energy | 85 | 13781 | IOU | OID3390264 | 5 | Solar |  |  | Interconnected | Saint Paul | Protected Data | Protected Data | Protected Data | Residential | Made In MN | 2018 | 2018 | n/a
Xcel Energy | 85 | 13781 | IOU | OID3390312 | 3.747 | Solar |  |  | Interconnected | Maplewood | Protected Data | Protected Data | Protected Data | Residential | Made In MN | 2018 | 2018 | n/a
Xcel Energy | 85 | 13781 | IOU | OID3390369 | 3.08 | Solar |  |  | Interconnected | Minneapolis | Protected Data | Protected Data | Protected Data | Residential | Solar* Rewards | 2018 | 2018 | n/a
Xcel Energy | 85 | 13781 | IOU | OID3390996 | 15 | Solar |  |  | Interconnected | Lake Elmo | Protected Data | Protected Data | Protected Data | Residential | Solar* Rewards | 2018 | 2018 | n/a
Xcel Energy | 85 | 13781 | IOU | OID3391286 | 7.616 | Solar |  |  | Interconnected | Maplewood | Protected Data | Protected Data | Protected Data | Residential | Solar* Rewards | 2018 | 2018 | n/a
Xcel Energy | 85 | 13781 | IOU | OID3391962 | 9.52 | Solar |  |  | Interconnected | Brooklyn Park | Protected Data | Protected Data | Protected Data | Residential | Solar* Rewards | 2018 | 2018 | n/a
Xcel Energy | 85 | 13781 | IOU | OID3392102 | 7.625 | Solar |  |  | Interconnected | Inver Grove Heights | Protected Data | Protected Data | Protected Data | Residential | Made In MN | 2018 | 2018 | n/a
Xcel Energy | 85 | 13781 | IOU | OID3392132 | 6 | Solar |  |  | Interconnected | Glenwood | Protected Data | Protected Data | Protected Data | Residential | Solar* Rewards | 2018 | 2018 | n/a
Xcel Energy | 85 | 13781 | IOU | OID3392417 | 6.44 | Solar |  |  | Interconnected | Watson | Protected Data | Protected Data | Protected Data | Residential | Solar* Rewards | 2018 | 2018 | n/a
Xcel Energy | 85 | 13781 | IOU | OID3392822 | 4.2 | Solar |  |  | Interconnected | Saint Paul | Protected Data | Protected Data | Protected Data | Residential | Solar* Rewards | 2018 | 2018 | n/a
Xcel Energy | 85 | 13781 | IOU | OID3395553 | 11.39 | Solar |  |  | Interconnected | Minneapolis | Protected Data | Protected Data | Protected Data | Residential | Solar* Rewards | 2018 | 2018 | n/a
Xcel Energy | 85 | 13781 | IOU | OID3395618 | 6.16 | Solar |  |  | Interconnected | Minneapolis | Protected Data | Protected Data | Protected Data | Residential | Solar* Rewards | 2018 | 2018 | n/a
Xcel Energy | 85 | 13781 | IOU | OID3395623 | 3.747 | Solar |  |  | Interconnected | Saint Paul | Protected Data | Protected Data | Protected Data | Residential | Solar* Rewards | 2018 | 2018 | n/a
Xcel Energy | 85 | 13781 | IOU | OID3397727 | 7.68 | Solar |  |  | Interconnected | Minnetonka | Protected Data | Protected Data | Protected Data | Residential | Solar* Rewards | 2018 | 2018 | n/a
Xcel Energy | 85 | 13781 | IOU | OID3397781 | 5 | Solar |  |  | Interconnected | Chanhassen | Protected Data | Protected Data | Protected Data | Residential | Solar* Rewards | 2018 | 2018 | n/a
Xcel Energy | 85 | 13781 | IOU | OID3397913 | 2.61 | Solar |  |  | Interconnected | Minneapolis | Protected Data | Protected Data | Protected Data | Residential | Solar* Rewards | 2018 | 2018 | n/a
Xcel Energy | 85 | 13781 | IOU | OID3397969 | 3.08 | Solar |  |  | Interconnected | South Saint Paul | Protected Data | Protected Data | Protected Data | Residential | Solar* Rewards | 2018 | 2018 | n/a
Xcel Energy | 85 | 13781 | IOU | OID3398038 | 3.8 | Solar |  |  | Interconnected | Dodge Center | Protected Data | Protected Data | Protected Data | Residential | n/a | 2018 | 2018 | n/a
Xcel Energy | 85 | 13781 | IOU | OID3398040 | 4.2 | Solar |  |  | Interconnected | Maple Grove | Protected Data | Protected Data | Protected Data | Residential | Solar* Rewards | 2018 | 2018 | n/a
Xcel Energy | 85 | 13781 | IOU | OID3399071 | 19.88 | Solar |  |  | Interconnected | Mankato | Protected Data | Protected Data | Protected Data | Residential | Solar* Rewards | 2018 | 2018 | n/a
Xcel Energy | 85 | 13781 | IOU | OID3399201 | 19.86 | Solar |  |  | Interconnected | Faribault | Protected Data | Protected Data | Protected Data | Residential | Solar* Rewards | 2018 | 2018 | n/a
Xcel Energy | 85 | 13781 | IOU | OID3399948 | 10.15 | Solar |  |  | Interconnected | Plymouth | Protected Data | Protected Data | Protected Data | Residential | Solar* Rewards | 2018 | 2019 | n/a
Xcel Energy | 85 | 13781 | IOU | OID3399978 | 9.94 | Solar |  |  | Interconnected | Rogers | Protected Data | Protected Data | Protected Data | Residential | Solar* Rewards | 2018 | 2018 | n/a
Xcel Energy | 85 | 13781 | IOU | OID3401142 | 7.616 | Solar |  |  | Interconnected | Brooklyn Park | Protected Data | Protected Data | Protected Data | Residential | Made In MN | 2018 | 2018 | n/a
Xcel Energy | 85 | 13781 | IOU | OID3401185 | 6.16 | Solar |  |  | Interconnected | Minneapolis | Protected Data | Protected Data | Protected Data | Residential | Solar* Rewards | 2018 | 2018 | n/a
Xcel Energy | 85 | 13781 | IOU | OID3402372 | 29.02 | Solar |  |  | Interconnected | Bloomington | Protected Data | Protected Data | Protected Data | Commercial | Made In MN | 2018 | 2018 | n/a
Xcel Energy | 85 | 13781 | IOU | OID3402723 | 5.6 | Solar |  |  | Interconnected | Minneapolis | Protected Data | Protected Data | Protected Data | Residential | Solar* Rewards | 2018 | 2018 | n/a
Xcel Energy | 85 | 13781 | IOU | OID3403534 | 8.4 | Solar |  |  | Interconnected | Arden Hills | Protected Data | Protected Data | Protected Data | Residential | Solar* Rewards | 2018 | 2018 | n/a
Xcel Energy | 85 | 13781 | IOU | OID3403841 | 17.595 | Solar |  |  | Interconnected | Faribault | Protected Data | Protected Data | Protected Data | Commercial | Solar* Rewards | 2018 | 2018 | n/a
Xcel Energy | 85 | 13781 | IOU | OID3403873 | 9.995 | Solar |  |  | Interconnected | Faribault | Protected Data | Protected Data | Protected Data | Commercial | n/a | 2018 | 2018 | n/a
Xcel Energy | 85 | 13781 | IOU | OID3403876 | 0.28 | Solar |  |  | Interconnected | Eden Prairie | Protected Data | Protected Data | Protected Data | Residential | Solar* Rewards | 2018 | 2018 | n/a
Xcel Energy | 85 | 13781 | IOU | OID3403945 | 5.88 | Solar |  |  | Interconnected | Madison Lake | Protected Data | Protected Data | Protected Data | Residential | Solar* Rewards | 2018 | 2018 | n/a
Xcel Energy | 85 | 13781 | IOU | OID3403949 | 13.616 | Solar |  |  | Interconnected | Waverly | Protected Data | Protected Data | Protected Data | Residential | Solar* Rewards | 2018 | 2019 | n/a
Xcel Energy | 85 | 13781 | IOU | OID3403956 | 7.616 | Solar |  |  | Interconnected | Hugo | Protected Data | Protected Data | Protected Data | Residential | Solar* Rewards | 2018 | 2018 | n/a
Xcel Energy | 85 | 13781 | IOU | OID3404679 | 3.5 | Solar |  |  | Interconnected | Minneapolis | Protected Data | Protected Data | Protected Data | Residential | Solar* Rewards | 2018 | 2018 | n/a
Xcel Energy | 85 | 13781 | IOU | OID3404731 | 9.8 | Solar |  |  | Interconnected | Cottage Grove | Protected Data | Protected Data | Protected Data | Residential | Solar* Rewards | 2018 | 2018 | n/a
Xcel Energy | 85 | 13781 | IOU | OID3404754 | 5.04 | Solar |  |  | Interconnected | Chanhassen | Protected Data | Protected Data | Protected Data | Residential | Solar* Rewards | 2018 | 2018 | n/a
Xcel Energy | 85 | 13781 | IOU | OID3404870 | 9.94 | Solar |  |  | Interconnected | New Brighton | Protected Data | Protected Data | Protected Data | Residential | Solar* Rewards | 2018 | 2018 | n/a
Xcel Energy | 85 | 13781 | IOU | OID3404970 | 39.998 | Solar |  |  | Interconnected | Maplewood | Protected Data | Protected Data | Protected Data | Commercial | Made In MN | 2018 | 2018 | n/a
Xcel Energy | 85 | 13781 | IOU | OID3405183 | 11 | Solar |  |  | Interconnected | Medina | Protected Data | Protected Data | Protected Data | Residential | Solar* Rewards | 2018 | 2018 | n/a
Xcel Energy | 85 | 13781 | IOU | OID3405188 | 11.39 | Solar |  |  | Interconnected | Woodbury | Protected Data | Protected Data | Protected Data | Residential | Solar* Rewards | 2018 | 2018 | n/a
Xcel Energy | 85 | 13781 | IOU | OID3405249 | 5.04 | Solar |  |  | Interconnected | Saint Anthony | Protected Data | Protected Data | Protected Data | Residential | Solar* Rewards | 2018 | 2018 | n/a
Xcel Energy | 85 | 13781 | IOU | OID3405282 | 11.2 | Solar |  |  | Interconnected | Red Wing | Protected Data | Protected Data | Protected Data | Residential | Solar* Rewards | 2018 | 2018 | n/a
Xcel Energy | 85 | 13781 | IOU | OID3406043 | 4.48 | Solar |  |  | Interconnected | Golden Valley | Protected Data | Protected Data | Protected Data | Residential | Solar* Rewards | 2018 | 2018 | n/a
Xcel Energy | 85 | 13781 | IOU | OID3406138 | 6.576 | Solar |  |  | Interconnected | Winona | Protected Data | Protected Data | Protected Data | Residential | Made In MN | 2018 | 2018 | n/a
Xcel Energy | 85 | 13781 | IOU | OID3407807 | 5 | Solar |  |  | Interconnected | Saint Paul | Protected Data | Protected Data | Protected Data | Residential | Solar* Rewards | 2018 | 2018 | n/a
Xcel Energy | 85 | 13781 | IOU | OID3407881 | 10.15 | Solar |  |  | Interconnected | Saint Paul | Protected Data | Protected Data | Protected Data | Residential | Solar* Rewards | 2018 | 2019 | n/a
Xcel Energy | 85 | 13781 | IOU | OID3407889 | 7.625 | Solar |  |  | Interconnected | Saint Paul | Protected Data | Protected Data | Protected Data | Residential | Solar* Rewards | 2018 | 2018 | n/a
Xcel Energy | 85 | 13781 | IOU | OID3407890 | 7.616 | Solar |  |  | Interconnected | Minneapolis | Protected Data | Protected Data | Protected Data | Residential | Solar* Rewards | 2018 | 2018 | n/a
Xcel Energy | 85 | 13781 | IOU | OID3407952 | 12 | Solar |  |  | Interconnected | Northfield | Protected Data | Protected Data | Protected Data | Residential | Solar* Rewards | 2018 | 2018 | n/a
Xcel Energy | 85 | 13781 | IOU | OID3407965 | 7.28 | Solar |  |  | Interconnected | Northfield | Protected Data | Protected Data | Protected Data | Residential | Solar* Rewards | 2018 | 2018 | n/a
Xcel Energy | 85 | 13781 | IOU | OID3408028 | 7.625 | Solar |  |  | Interconnected | Lakeville | Protected Data | Protected Data | Protected Data | Commercial | Solar* Rewards | 2018 | 2018 | n/a
Xcel Energy | 85 | 13781 | IOU | OID3408042 | 7.625 | Solar |  |  | Interconnected | Lakeville | Protected Data | Protected Data | Protected Data | Commercial | Solar* Rewards | 2018 | 2019 | n/a
Xcel Energy | 85 | 13781 | IOU | OID3408048 | 7.625 | Solar |  |  | Interconnected | Lakeville | Protected Data | Protected Data | Protected Data | Commercial | Solar* Rewards | 2018 | 2019 | n/a
Xcel Energy | 85 | 13781 | IOU | OID3408055 | 7.625 | Solar |  |  | Interconnected | Lakeville | Protected Data | Protected Data | Protected Data | Commercial | Solar* Rewards | 2018 | 2018 | n/a
Xcel Energy | 85 | 13781 | IOU | OID3408059 | 7.625 | Solar |  |  | Interconnected | Lakeville | Protected Data | Protected Data | Protected Data | Commercial | Solar* Rewards | 2018 | 2018 | n/a
Xcel Energy | 85 | 13781 | IOU | OID3408063 | 7.625 | Solar |  |  | Interconnected | Lakeville | Protected Data | Protected Data | Protected Data | Commercial | Solar* Rewards | 2018 | 2018 | n/a
Xcel Energy | 85 | 13781 | IOU | OID3408387 | 9.994 | Solar |  |  | Interconnected | Hugo | Protected Data | Protected Data | Protected Data | Residential | Solar* Rewards | 2018 | 2018 | n/a
Xcel Energy | 85 | 13781 | IOU | OID3408394 | 5.6 | Solar |  |  | Interconnected | Saint Louis Park | Protected Data | Protected Data | Protected Data | Residential | Solar* Rewards | 2018 | 2018 | n/a
Xcel Energy | 85 | 13781 | IOU | OID3408397 | 7.616 | Solar |  |  | Interconnected | Waconia | Protected Data | Protected Data | Protected Data | Residential | Solar* Rewards | 2018 | 2018 | n/a
Xcel Energy | 85 | 13781 | IOU | OID3409171 | 8.5 | Solar |  |  | Interconnected | Winona | Protected Data | Protected Data | Protected Data | Residential | Solar* Rewards | 2018 | 2018 | n/a
Xcel Energy | 85 | 13781 | IOU | OID3409493 | 24 | Solar |  |  | Interconnected | New Richland | Protected Data | Protected Data | Protected Data | Residential | Solar* Rewards | 2018 | 2018 | n/a
Xcel Energy | 85 | 13781 | IOU | OID3409896 | 3.747 | Solar |  |  | Interconnected | Minneapolis | Protected Data | Protected Data | Protected Data | Residential | Solar* Rewards | 2018 | 2018 | n/a
Xcel Energy | 85 | 13781 | IOU | OID3410048 | 17.556 | Solar |  |  | Interconnected | Stillwater | Protected Data | Protected Data | Protected Data | Residential | Solar* Rewards | 2018 | 2018 | n/a
Xcel Energy | 85 | 13781 | IOU | OID3410050 | 17.556 | Solar |  |  | Interconnected | Stillwater | Protected Data | Protected Data | Protected Data | Residential | Solar* Rewards | 2018 | 2018 | n/a
Xcel Energy | 85 | 13781 | IOU | OID3410081 | 6.16 | Solar |  |  | Interconnected | Saint Paul | Protected Data | Protected Data | Protected Data | Residential | Solar* Rewards | 2018 | 2018 | n/a
Xcel Energy | 85 | 13781 | IOU | OID3410129 | 5.22 | Solar |  |  | Interconnected | Saint Paul | Protected Data | Protected Data | Protected Data | Residential | Solar* Rewards | 2018 | 2019 | n/a
Xcel Energy | 85 | 13781 | IOU | OID3410139 | 4.06 | Solar |  |  | Interconnected | Minneapolis | Protected Data | Protected Data | Protected Data | Residential | Solar* Rewards | 2018 | 2019 | n/a
Xcel Energy | 85 | 13781 | IOU | OID3410146 | 7.625 | Solar |  |  | Interconnected | Minneapolis | Protected Data | Protected Data | Protected Data | Commercial | Made In MN | 2018 | 2018 | n/a
Xcel Energy | 85 | 13781 | IOU | OID3410148 | 3.08 | Solar |  |  | Interconnected | Saint Paul | Protected Data | Protected Data | Protected Data | Residential | Solar* Rewards | 2018 | 2018 | n/a
Xcel Energy | 85 | 13781 | IOU | OID3410559 | 3.747 | Solar |  |  | Interconnected | Saint Paul | Protected Data | Protected Data | Protected Data | Residential | Made In MN | 2018 | 2018 | n/a
Xcel Energy | 85 | 13781 | IOU | OID3411126 | 6.16 | Solar |  |  | Interconnected | Saint Paul | Protected Data | Protected Data | Protected Data | Residential | Solar* Rewards | 2018 | 2019 | n/a
Xcel Energy | 85 | 13781 | IOU | OID3411902 | 6 | Solar |  |  | Interconnected | Saint Louis Park | Protected Data | Protected Data | Protected Data | Residential | Solar* Rewards | 2018 | 2018 | n/a
Xcel Energy | 85 | 13781 | IOU | OID3412095 | 9.94 | Solar |  | X | Interconnected | Edina | Protected Data | Protected Data | Protected Data | Residential | Solar* Rewards | 2018 | 2018 | n/a
Xcel Energy | 85 | 13781 | IOU | OID3412174 | 7.63 | Solar |  |  | Interconnected | Crystal | Protected Data | Protected Data | Protected Data | Residential | Solar* Rewards | 2018 | 2018 | n/a
Xcel Energy | 85 | 13781 | IOU | OID3412215 | 9.94 | Solar |  |  | Interconnected | Mendota Heights | Protected Data | Protected Data | Protected Data | Residential | Solar* Rewards | 2018 | 2019 | n/a
Xcel Energy | 85 | 13781 | IOU | OID3412350 | 5 | Solar |  |  | Interconnected | Woodbury | Protected Data | Protected Data | Protected Data | Residential | n/a | 2018 | 2018 | n/a
Xcel Energy | 85 | 13781 | IOU | OID3412371 | 11.39 | Solar |  |  | Interconnected | Lake Elmo | Protected Data | Protected Data | Protected Data | Residential | Solar* Rewards | 2018 | 2018 | n/a
Xcel Energy | 85 | 13781 | IOU | OID3413418 | 9.94 | Solar |  |  | Interconnected | Saint Louis Park | Protected Data | Protected Data | Protected Data | Residential | Made In MN | 2018 | 2018 | n/a
Xcel Energy | 85 | 13781 | IOU | OID3413586 | 6 | Solar |  |  | Interconnected | Woodbury | Protected Data | Protected Data | Protected Data | Residential | Solar* Rewards | 2018 | 2018 | n/a
Xcel Energy | 85 | 13781 | IOU | OID3414549 | 14.28 | Solar |  |  | Interconnected | Stillwater | Protected Data | Protected Data | Protected Data | Residential | Solar* Rewards | 2018 | 2018 | n/a
Xcel Energy | 85 | 13781 | IOU | OID3415059 | 6.16 | Solar |  |  | Interconnected | Roseville | Protected Data | Protected Data | Protected Data | Residential | Solar* Rewards | 2018 | 2018 | n/a
Xcel Energy | 85 | 13781 | IOU | OID3415124 | 1.92 | Solar |  |  | Interconnected | Minneapolis | Protected Data | Protected Data | Protected Data | Residential | Solar* Rewards | 2018 | 2019 | n/a
Xcel Energy | 85 | 13781 | IOU | OID3415524 | 3.84 | Solar |  |  | Interconnected | Minneapolis | Protected Data | Protected Data | Protected Data | Residential | Solar* Rewards | 2018 | 2018 | n/a
Xcel Energy | 85 | 13781 | IOU | OID3417048 | 3.36 | Solar |  |  | Interconnected | Woodbury | Protected Data | Protected Data | Protected Data | Residential | Solar* Rewards | 2018 | 2019 | n/a
Xcel Energy | 85 | 13781 | IOU | OID3417167 | 18 | Solar |  |  | Interconnected | Hartland | Protected Data | Protected Data | Protected Data | Residential | Solar* Rewards | 2018 | 2019 | n/a
Xcel Energy | 85 | 13781 | IOU | OID3417260 | 3.747 | Solar |  |  | Interconnected | Northfield | Protected Data | Protected Data | Protected Data | Commercial | Solar* Rewards | 2018 | 2018 | n/a
Xcel Energy | 85 | 13781 | IOU | OID3419164 | 7.56 | Solar |  |  | Interconnected | Cottage Grove | Protected Data | Protected Data | Protected Data | Residential | Solar* Rewards | 2018 | 2019 | n/a
Xcel Energy | 85 | 13781 | IOU | OID3419505 | 19.88 | Solar |  | X | Interconnected | Dellwood | Protected Data | Protected Data | Protected Data | Residential | Solar* Rewards | 2018 | 2018 | n/a
Xcel Energy | 85 | 13781 | IOU | OID3420477 | 18 | Solar |  |  | Interconnected | Saint Paul | Protected Data | Protected Data | Protected Data | Commercial | Solar* Rewards | 2018 | 2018 | n/a
Xcel Energy | 85 | 13781 | IOU | OID3421295 | 2.962 | Solar |  |  | Interconnected | Annandale | Protected Data | Protected Data | Protected Data | Residential | Solar* Rewards | 2018 | 2018 | n/a
Xcel Energy | 85 | 13781 | IOU | OID3421364 | 4.8 | Solar |  |  | Interconnected | Oakdale | Protected Data | Protected Data | Protected Data | Residential | Solar* Rewards | 2018 | 2018 | n/a
Xcel Energy | 85 | 13781 | IOU | OID3421381 | 66.6 | Solar |  |  | Interconnected | Maplewood | Protected Data | Protected Data | Protected Data | Commercial | n/a | 2018 | 2019 | n/a
Xcel Energy | 85 | 13781 | IOU | OID3421386 | 3 | Solar |  |  | Interconnected | Cold Spring | Protected Data | Protected Data | Protected Data | Commercial | n/a | 2018 | 2019 | n/a
Xcel Energy | 85 | 13781 | IOU | OID3422087 | 8.12 | Solar |  |  | Interconnected | Bloomington | Protected Data | Protected Data | Protected Data | Residential | Solar* Rewards | 2018 | 2019 | n/a
Xcel Energy | 85 | 13781 | IOU | OID3422177 | 9.94 | Solar |  |  | Interconnected | Golden Valley | Protected Data | Protected Data | Protected Data | Residential | Made In MN | 2018 | 2018 | n/a
Xcel Energy | 85 | 13781 | IOU | OID3422209 | 6.96 | Solar |  |  | Interconnected | Minneapolis | Protected Data | Protected Data | Protected Data | Residential | Solar* Rewards | 2018 | 2019 | n/a
Xcel Energy | 85 | 13781 | IOU | OID3422224 | 4.8 | Solar |  |  | Interconnected | Edina | Protected Data | Protected Data | Protected Data | Residential | Solar* Rewards | 2018 | 2018 | n/a
Xcel Energy | 85 | 13781 | IOU | OID3422230 | 4.35 | Solar |  |  | Interconnected | Arden Hills | Protected Data | Protected Data | Protected Data | Residential | Solar* Rewards | 2018 | 2019 | n/a
Xcel Energy | 85 | 13781 | IOU | OID3422232 | 2.16 | Solar |  |  | Interconnected | Minneapolis | Protected Data | Protected Data | Protected Data | Residential | Solar* Rewards | 2018 | 2019 | n/a
Xcel Energy | 85 | 13781 | IOU | OID3422257 | 3.08 | Solar |  |  | Interconnected | Minneapolis | Protected Data | Protected Data | Protected Data | Residential | Solar* Rewards | 2018 | 2019 | n/a
Xcel Energy | 85 | 13781 | IOU | OID3422269 | 7.616 | Solar |  |  | Interconnected | Woodbury | Protected Data | Protected Data | Protected Data | Residential | Solar* Rewards | 2018 | 2019 | n/a
Xcel Energy | 85 | 13781 | IOU | OID3422296 | 4.08 | Solar |  |  | Interconnected | Minneapolis | Protected Data | Protected Data | Protected Data | Residential | Solar* Rewards | 2018 | 2019 | n/a
Xcel Energy | 85 | 13781 | IOU | OID3422300 | 3.6 | Solar |  |  | Interconnected | Minneapolis | Protected Data | Protected Data | Protected Data | Residential | Solar* Rewards | 2018 | 2019 | n/a
Xcel Energy | 85 | 13781 | IOU | OID3422304 | 6.72 | Solar |  |  | Interconnected | Saint Paul | Protected Data | Protected Data | Protected Data | Residential | Solar* Rewards | 2018 | 2018 | n/a
Xcel Energy | 85 | 13781 | IOU | OID3422305 | 3.36 | Solar |  | X | Interconnected | Minneapolis | Protected Data | Protected Data | Protected Data | Residential | Solar* Rewards | 2018 | 2019 | n/a
Xcel Energy | 85 | 13781 | IOU | OID3422307 | 7.28 | Solar |  |  | Interconnected | Northfield | Protected Data | Protected Data | Protected Data | Residential | Solar* Rewards | 2018 | 2018 | n/a
Xcel Energy | 85 | 13781 | IOU | OID3422317 | 4.6 | Solar |  |  | Interconnected | Oakdale | Protected Data | Protected Data | Protected Data | Residential | Solar* Rewards | 2018 | 2018 | n/a
Xcel Energy | 85 | 13781 | IOU | OID3422321 | 6.72 | Solar |  |  | Interconnected | Golden Valley | Protected Data | Protected Data | Protected Data | Residential | Solar* Rewards | 2018 | 2018 | n/a
Xcel Energy | 85 | 13781 | IOU | OID3422350 | 6.96 | Solar |  |  | Interconnected | Wabasha | Protected Data | Protected Data | Protected Data | Residential | Solar* Rewards | 2018 | 2019 | n/a
Xcel Energy | 85 | 13781 | IOU | OID3422867 | 2.52 | Solar |  |  | Interconnected | Golden Valley | Protected Data | Protected Data | Protected Data | Residential | Solar* Rewards | 2018 | 2019 | n/a
Xcel Energy | 85 | 13781 | IOU | OID3422870 | 3.84 | Solar |  |  | Interconnected | Minneapolis | Protected Data | Protected Data | Protected Data | Residential | Solar* Rewards | 2018 | 2019 | n/a
Xcel Energy | 85 | 13781 | IOU | OID3422873 | 5.28 | Solar |  |  | Interconnected | Maplewood | Protected Data | Protected Data | Protected Data | Residential | Solar* Rewards | 2018 | 2018 | n/a
Xcel Energy | 85 | 13781 | IOU | OID3422938 | 7.25 | Solar |  |  | Interconnected | Minneapolis | Protected Data | Protected Data | Protected Data | Residential | Solar* Rewards | 2018 | 2019 | n/a
Xcel Energy | 85 | 13781 | IOU | OID3424175 | 7.82 | Solar |  |  | Interconnected | Forest Lake | Protected Data | Protected Data | Protected Data | Residential | Solar* Rewards | 2018 | 2019 | n/a
Xcel Energy | 85 | 13781 | IOU | OID3425563 | 19.88 | Solar |  |  | Interconnected | Minnetonka | Protected Data | Protected Data | Protected Data | Residential | Solar* Rewards | 2018 | 2018 | n/a
Xcel Energy | 85 | 13781 | IOU | OID3425821 | 6.96 | Solar |  | X | Interconnected | Golden Valley | Protected Data | Protected Data | Protected Data | Residential | Solar* Rewards | 2018 | 2018 | n/a
Xcel Energy | 85 | 13781 | IOU | OID3426202 | 986 | Solar |  |  | Interconnected | Cold Spring | Protected Data | Protected Data | Protected Data | Commercial | n/a | 2018 | 2018 | n/a
Xcel Energy | 85 | 13781 | IOU | OID3426274 | 6 | Solar |  |  | Interconnected | Wayzata | Protected Data | Protected Data | Protected Data | Residential | Solar* Rewards | 2018 | 2019 | n/a
Xcel Energy | 85 | 13781 | IOU | OID3426312 | 7.84 | Solar |  |  | Interconnected | Eden Prairie | Protected Data | Protected Data | Protected Data | Residential | Solar* Rewards | 2018 | 2019 | n/a
Xcel Energy | 85 | 13781 | IOU | OID3427578 | 1.8 | Solar |  |  | Interconnected | New Auburn | Protected Data | Protected Data | Protected Data | Residential | n/a | 2018 | 2020 | n/a
Xcel Energy | 85 | 13781 | IOU | OID3427633 | 3.36 | Solar |  |  | Interconnected | Minneapolis | Protected Data | Protected Data | Protected Data | Residential | Solar* Rewards | 2018 | 2019 | n/a
Xcel Energy | 85 | 13781 | IOU | OID3428130 | 3.77 | Solar |  |  | Interconnected | Saint Louis Park | Protected Data | Protected Data | Protected Data | Residential | Solar* Rewards | 2018 | 2019 | n/a
Xcel Energy | 85 | 13781 | IOU | OID3431843 | 11.39 | Solar |  |  | Interconnected | Holdingford | Protected Data | Protected Data | Protected Data | Residential | Solar* Rewards | 2018 | 2019 | n/a
Xcel Energy | 85 | 13781 | IOU | OID3431852 | 3.48 | Solar |  |  | Interconnected | Saint Paul | Protected Data | Protected Data | Protected Data | Residential | Solar* Rewards | 2018 | 2019 | n/a
Xcel Energy | 85 | 13781 | IOU | OID3432068 | 5 | Solar |  |  | Interconnected | Saint Cloud | Protected Data | Protected Data | Protected Data | Residential | Solar* Rewards | 2018 | 2018 | n/a
Xcel Energy | 85 | 13781 | IOU | OID3432093 | 9.994 | Solar |  |  | Interconnected | Tonka Bay | Protected Data | Protected Data | Protected Data | Residential | Solar* Rewards | 2018 | 2018 | n/a
Xcel Energy | 85 | 13781 | IOU | OID3432133 | 5 | Solar |  |  | Interconnected | Stillwater | Protected Data | Protected Data | Protected Data | Residential | Made In MN | 2018 | 2018 | n/a
Xcel Energy | 85 | 13781 | IOU | OID3432199 | 4.32 | Solar |  |  | Interconnected | Minneapolis | Protected Data | Protected Data | Protected Data | Residential | Solar* Rewards | 2018 | 2019 | n/a
Xcel Energy | 85 | 13781 | IOU | OID3432212 | 6 | Solar |  |  | Interconnected | Saint Cloud | Protected Data | Protected Data | Protected Data | Commercial | Solar* Rewards | 2018 | 2018 | n/a
Xcel Energy | 85 | 13781 | IOU | OID3432218 | 6 | Solar |  |  | Interconnected | Saint Cloud | Protected Data | Protected Data | Protected Data | Commercial | Solar* Rewards | 2018 | 2018 | n/a
Xcel Energy | 85 | 13781 | IOU | OID3432700 | 13.616 | Solar |  |  | Interconnected | Golden Valley | Protected Data | Protected Data | Protected Data | Residential | Solar* Rewards | 2018 | 2018 | n/a
Xcel Energy | 85 | 13781 | IOU | OID3432945 | 6.67 | Solar |  |  | Interconnected | Oakdale | Protected Data | Protected Data | Protected Data | Residential | Solar* Rewards | 2018 | 2019 | n/a
Xcel Energy | 85 | 13781 | IOU | OID3433259 | 4.35 | Solar |  |  | Interconnected | Saint Paul | Protected Data | Protected Data | Protected Data | Residential | Solar* Rewards | 2018 | 2018 | n/a
Xcel Energy | 85 | 13781 | IOU | OID3434006 | 29.985 | Solar |  |  | Interconnected | Janesville | Protected Data | Protected Data | Protected Data | Commercial | Made In MN | 2018 | 2018 | n/a
Xcel Energy | 85 | 13781 | IOU | OID3434394 | 7.616 | Solar |  |  | Interconnected | Roseville | Protected Data | Protected Data | Protected Data | Residential | Solar* Rewards | 2018 | 2018 | n/a
Xcel Energy | 85 | 13781 | IOU | OID3434747 | 6.67 | Solar |  |  | Interconnected | Watertown | Protected Data | Protected Data | Protected Data | Residential | Solar* Rewards | 2018 | 2019 | n/a
Xcel Energy | 85 | 13781 | IOU | OID3434849 | 34.44 | Solar |  |  | Interconnected | Golden Valley | Protected Data | Protected Data | Protected Data | Commercial | Solar* Rewards | 2018 | 2019 | n/a
Xcel Energy | 85 | 13781 | IOU | OID3434913 | 18 | Solar |  |  | Interconnected | Hastings | Protected Data | Protected Data | Protected Data | Commercial | Solar* Rewards | 2018 | 2019 | n/a
Xcel Energy | 85 | 13781 | IOU | OID3434946 | 9.86 | Solar |  |  | Interconnected | Cottage Grove | Protected Data | Protected Data | Protected Data | Residential | Solar* Rewards | 2018 | 2019 | n/a
Xcel Energy | 85 | 13781 | IOU | OID3434950 | 7.44 | Solar |  |  | Interconnected | Bloomington | Protected Data | Protected Data | Protected Data | Residential | Solar* Rewards | 2018 | 2019 | n/a
Xcel Energy | 85 | 13781 | IOU | OID3434956 | 4.48 | Solar |  |  | Interconnected | Minneapolis | Protected Data | Protected Data | Protected Data | Residential | Solar* Rewards | 2018 | 2019 | n/a
Xcel Energy | 85 | 13781 | IOU | OID3436330 | 9.994 | Solar |  |  | Interconnected | Saint Paul | Protected Data | Protected Data | Protected Data | Residential | Solar* Rewards | 2018 | 2019 | n/a
Xcel Energy | 85 | 13781 | IOU | OID3436380 | 5.28 | Solar |  |  | Interconnected | Minneapolis | Protected Data | Protected Data | Protected Data | Residential | Solar* Rewards | 2018 | 2018 | n/a
Xcel Energy | 85 | 13781 | IOU | OID3436420 | 3.48 | Solar |  |  | Interconnected | Saint Paul | Protected Data | Protected Data | Protected Data | Residential | Solar* Rewards | 2018 | 2019 | n/a
Xcel Energy | 85 | 13781 | IOU | OID3436528 | 4.06 | Solar |  |  | Interconnected | Saint Paul | Protected Data | Protected Data | Protected Data | Residential | Solar* Rewards | 2018 | 2018 | n/a
Xcel Energy | 85 | 13781 | IOU | OID3436580 | 3.36 | Solar |  |  | Interconnected | Saint Paul | Protected Data | Protected Data | Protected Data | Residential | Solar* Rewards | 2018 | 2019 | n/a
Xcel Energy | 85 | 13781 | IOU | OID3436782 | 6.5 | Solar |  |  | Interconnected | Winona | Protected Data | Protected Data | Protected Data | Residential | Solar* Rewards | 2018 | 2018 | n/a
Xcel Energy | 85 | 13781 | IOU | OID3437009 | 4.08 | Solar |  |  | Interconnected | Roseville | Protected Data | Protected Data | Protected Data | Residential | Solar* Rewards | 2018 | 2019 | n/a
Xcel Energy | 85 | 13781 | IOU | OID3437772 | 66.6 | Solar |  |  | Interconnected | Maplewood | Protected Data | Protected Data | Protected Data | Commercial | n/a | 2018 | 2019 | n/a
Xcel Energy | 85 | 13781 | IOU | OID3437972 | 35.112 | Solar |  |  | Interconnected | Altura | Protected Data | Protected Data | Protected Data | Commercial | Solar* Rewards | 2018 | 2020 | n/a
Xcel Energy | 85 | 13781 | IOU | OID3438884 | 7.616 | Solar |  |  | Interconnected | White Bear Lake | Protected Data | Protected Data | Protected Data | Residential | Solar* Rewards | 2018 | 2018 | n/a
Xcel Energy | 85 | 13781 | IOU | OID3438898 | 5 | Solar |  |  | Interconnected | Minneapolis | Protected Data | Protected Data | Protected Data | Residential | Solar* Rewards | 2018 | 2018 | n/a
Xcel Energy | 85 | 13781 | IOU | OID3438948 | 7.616 | Solar |  |  | Interconnected | Minneapolis | Protected Data | Protected Data | Protected Data | Residential | Solar* Rewards | 2018 | 2018 | n/a
Xcel Energy | 85 | 13781 | IOU | OID3439015 | 17.556 | Solar |  |  | Interconnected | Edina | Protected Data | Protected Data | Protected Data | Residential | Solar* Rewards | 2018 | 2019 | n/a
Xcel Energy | 85 | 13781 | IOU | OID3439210 | 14.51 | Solar |  |  | Interconnected | Saint Paul | Protected Data | Protected Data | Protected Data | Commercial | Solar* Rewards | 2018 | 2018 | n/a
Xcel Energy | 85 | 13781 | IOU | OID3439228 | 23.51 | Solar |  |  | Interconnected | Saint Paul | Protected Data | Protected Data | Protected Data | Commercial | n/a | 2018 | 2018 | n/a
Xcel Energy | 85 | 13781 | IOU | OID3439244 | 66.6 | Solar |  |  | Interconnected | Roseville | Protected Data | Protected Data | Protected Data | Commercial | n/a | 2018 | 2018 | n/a
Xcel Energy | 85 | 13781 | IOU | OID3439510 | 2.52 | Solar |  |  | Interconnected | Saint Paul | Protected Data | Protected Data | Protected Data | Residential | Solar* Rewards | 2018 | 2020 | n/a
Xcel Energy | 85 | 13781 | IOU | OID3443597 | 7.616 | Solar |  |  | Interconnected | Lino Lakes | Protected Data | Protected Data | Protected Data | Residential | Solar* Rewards | 2018 | 2018 | n/a
Xcel Energy | 85 | 13781 | IOU | OID3443612 | 4.932 | Solar |  |  | Interconnected | Minneapolis | Protected Data | Protected Data | Protected Data | Commercial | Solar* Rewards | 2018 | 2019 | n/a
Xcel Energy | 85 | 13781 | IOU | OID3443715 | 8.12 | Solar |  |  | Interconnected | Plymouth | Protected Data | Protected Data | Protected Data | Residential | Solar* Rewards | 2018 | 2019 | n/a
Xcel Energy | 85 | 13781 | IOU | OID3443946 | 7.616 | Solar |  |  | Interconnected | Excelsior | Protected Data | Protected Data | Protected Data | Commercial | Solar* Rewards | 2018 | 2019 | n/a
Xcel Energy | 85 | 13781 | IOU | OID3445947 | 4.06 | Solar |  |  | Interconnected | Saint Paul | Protected Data | Protected Data | Protected Data | Residential | Solar* Rewards | 2018 | 2019 | n/a
Xcel Energy | 85 | 13781 | IOU | OID3446737 | 17.2 | Solar |  |  | Interconnected | Tracy | Protected Data | Protected Data | Protected Data | Residential | Solar* Rewards | 2018 | 2018 | n/a
Xcel Energy | 85 | 13781 | IOU | OID3450703 | 6 | Solar |  |  | Interconnected | Saint Michael | Protected Data | Protected Data | Protected Data | Residential | Solar* Rewards | 2018 | 2018 | n/a
Xcel Energy | 85 | 13781 | IOU | OID3450759 | 8.12 | Solar |  |  | Interconnected | Saint Paul | Protected Data | Protected Data | Protected Data | Residential | Solar* Rewards | 2018 | 2019 | n/a
Xcel Energy | 85 | 13781 | IOU | OID3451914 | 9.28 | Solar |  |  | Interconnected | Sartell | Protected Data | Protected Data | Protected Data | Residential | Solar* Rewards | 2018 | 2019 | n/a
Xcel Energy | 85 | 13781 | IOU | OID3452016 | 19.99 | Solar |  |  | Interconnected | Montevideo | Protected Data | Protected Data | Protected Data | Residential | Solar* Rewards | 2018 | 2019 | n/a
Xcel Energy | 85 | 13781 | IOU | OID3453155 | 17.5 | Solar |  |  | Interconnected | Minneapolis | Protected Data | Protected Data | Protected Data | Commercial | n/a | 2018 | 2018 | n/a
Xcel Energy | 85 | 13781 | IOU | OID3453372 | 9.994 | Solar |  |  | Interconnected | Maplewood | Protected Data | Protected Data | Protected Data | Residential | Solar* Rewards | 2018 | 2018 | n/a
Xcel Energy | 85 | 13781 | IOU | OID3455217 | 6.16 | Solar |  |  | Interconnected | Saint Paul | Protected Data | Protected Data | Protected Data | Residential | Solar* Rewards | 2018 | 2019 | n/a
Xcel Energy | 85 | 13781 | IOU | OID3456976 | 2.88 | Solar |  |  | Interconnected | Saint Paul | Protected Data | Protected Data | Protected Data | Residential | Solar* Rewards | 2018 | 2019 | n/a
Xcel Energy | 85 | 13781 | IOU | OID3457286 | 15.4 | Solar |  |  | Interconnected | Bloomington | Protected Data | Protected Data | Protected Data | Commercial | Solar* Rewards | 2018 | 2019 | n/a
Xcel Energy | 85 | 13781 | IOU | OID3457437 | 15.4 | Solar |  |  | Interconnected | West Saint Paul | Protected Data | Protected Data | Protected Data | Commercial | Solar* Rewards | 2018 | 2019 | n/a
Xcel Energy | 85 | 13781 | IOU | OID3457438 | 8.4 | Solar |  |  | Interconnected | Brooklyn Center | Protected Data | Protected Data | Protected Data | Residential | Solar* Rewards | 2018 | 2019 | n/a
Xcel Energy | 85 | 13781 | IOU | OID3457841 | 2.07 | Solar |  |  | Interconnected | Minneapolis | Protected Data | Protected Data | Protected Data | Residential | Solar* Rewards | 2018 | 2018 | n/a
Xcel Energy | 85 | 13781 | IOU | OID3457903 | 7.25 | Solar |  |  | Interconnected | Minneapolis | Protected Data | Protected Data | Protected Data | Residential | Solar* Rewards | 2018 | 2019 | n/a
Xcel Energy | 85 | 13781 | IOU | OID3458057 | 2.32 | Solar |  |  | Interconnected | Minneapolis | Protected Data | Protected Data | Protected Data | Residential | Solar* Rewards | 2018 | 2019 | n/a
Xcel Energy | 85 | 13781 | IOU | OID3459395 | 6.44 | Solar |  |  | Interconnected | Saint Paul | Protected Data | Protected Data | Protected Data | Residential | Solar* Rewards | 2018 | 2018 | n/a
Xcel Energy | 85 | 13781 | IOU | OID3459436 | 13.741 | Solar |  |  | Interconnected | Golden Valley | Protected Data | Protected Data | Protected Data | Residential | Solar* Rewards | 2018 | 2018 | n/a
Xcel Energy | 85 | 13781 | IOU | OID3460246 | 6.72 | Solar |  |  | Interconnected | Saint Paul | Protected Data | Protected Data | Protected Data | Residential | Solar* Rewards | 2018 | 2018 | n/a
Xcel Energy | 85 | 13781 | IOU | OID3461248 | 6.96 | Solar |  |  | Interconnected | Taylors Falls | Protected Data | Protected Data | Protected Data | Residential | Solar* Rewards | 2018 | 2018 | n/a
Xcel Energy | 85 | 13781 | IOU | OID3461389 | 6 | Solar |  |  | Interconnected | Minneapolis | Protected Data | Protected Data | Protected Data | Residential | Solar* Rewards | 2018 | 2018 | n/a
Xcel Energy | 85 | 13781 | IOU | OID3462318 | 6 | Solar |  |  | Interconnected | Minneapolis | Protected Data | Protected Data | Protected Data | Residential | Solar* Rewards | 2018 | 2018 | n/a
Xcel Energy | 85 | 13781 | IOU | OID3462328 | 3.92 | Solar |  |  | Interconnected | Saint Paul | Protected Data | Protected Data | Protected Data | Residential | Solar* Rewards | 2018 | 2019 | n/a
Xcel Energy | 85 | 13781 | IOU | OID3462788 | 7.616 | Solar |  |  | Interconnected | Roseville | Protected Data | Protected Data | Protected Data | Residential | Solar* Rewards | 2018 | 2018 | n/a
Xcel Energy | 85 | 13781 | IOU | OID3463003 | 5.51 | Solar |  |  | Interconnected | Minneapolis | Protected Data | Protected Data | Protected Data | Residential | Solar* Rewards | 2018 | 2019 | n/a
Xcel Energy | 85 | 13781 | IOU | OID3463672 | 9.994 | Solar |  |  | Interconnected | Wabasha | Protected Data | Protected Data | Protected Data | Residential | Made In MN | 2018 | 2018 | n/a
Xcel Energy | 85 | 13781 | IOU | OID3465047 | 5.2 | Solar |  |  | Interconnected | Golden Valley | Protected Data | Protected Data | Protected Data | Residential | Solar* Rewards | 2018 | 2019 | n/a
Xcel Energy | 85 | 13781 | IOU | OID3465233 | 2.88 | Solar |  |  | Interconnected | Hopkins | Protected Data | Protected Data | Protected Data | Residential | Solar* Rewards | 2018 | 2019 | n/a
Xcel Energy | 85 | 13781 | IOU | OID3465283 | 3.6 | Solar |  |  | Interconnected | Minneapolis | Protected Data | Protected Data | Protected Data | Residential | Solar* Rewards | 2018 | 2019 | n/a
Xcel Energy | 85 | 13781 | IOU | OID3465388 | 6 | Solar |  |  | Interconnected | Saint Paul | Protected Data | Protected Data | Protected Data | Residential | Solar* Rewards | 2018 | 2019 | n/a
Xcel Energy | 85 | 13781 | IOU | OID3466354 | 19.999 | Solar |  |  | Interconnected | Maplewood | Protected Data | Protected Data | Protected Data | Commercial | Made In MN | 2018 | 2018 | n/a
Xcel Energy | 85 | 13781 | IOU | OID3466376 | 5.28 | Solar |  |  | Interconnected | Saint Paul | Protected Data | Protected Data | Protected Data | Residential | Solar* Rewards | 2018 | 2019 | n/a
Xcel Energy | 85 | 13781 | IOU | OID3467097 | 2.16 | Solar |  |  | Interconnected | New Auburn | Protected Data | Protected Data | Protected Data | Commercial | Solar* Rewards | 2018 | 2019 | n/a
Xcel Energy | 85 | 13781 | IOU | OID3467181 | 4.64 | Solar |  |  | Interconnected | Minneapolis | Protected Data | Protected Data | Protected Data | Residential | Solar* Rewards | 2018 | 2018 | n/a
Xcel Energy | 85 | 13781 | IOU | OID3467204 | 4.8 | Solar |  |  | Interconnected | Minneapolis | Protected Data | Protected Data | Protected Data | Residential | Solar* Rewards | 2018 | 2019 | n/a
Xcel Energy | 85 | 13781 | IOU | OID3467245 | 7.616 | Solar |  |  | Interconnected | Forest Lake | Protected Data | Protected Data | Protected Data | Residential | Solar* Rewards | 2018 | 2018 | n/a
Xcel Energy | 85 | 13781 | IOU | OID3467262 | 2.962 | Solar |  |  | Interconnected | Minneapolis | Protected Data | Protected Data | Protected Data | Residential | Solar* Rewards | 2018 | 2018 | n/a
Xcel Energy | 85 | 13781 | IOU | OID3467276 | 6 | Solar |  |  | Interconnected | Woodbury | Protected Data | Protected Data | Protected Data | Residential | Made In MN | 2018 | 2018 | n/a
Xcel Energy | 85 | 13781 | IOU | OID3467312 | 6 | Solar |  |  | Interconnected | Eden Prairie | Protected Data | Protected Data | Protected Data | Residential | Solar* Rewards | 2018 | 2018 | n/a
Xcel Energy | 85 | 13781 | IOU | OID3467323 | 5.8 | Solar |  |  | Interconnected | Saint Paul | Protected Data | Protected Data | Protected Data | Residential | Solar* Rewards | 2018 | 2019 | n/a
Xcel Energy | 85 | 13781 | IOU | OID3467328 | 6.67 | Solar |  |  | Interconnected | Columbia Heights | Protected Data | Protected Data | Protected Data | Residential | Solar* Rewards | 2018 | 2019 | n/a
Xcel Energy | 85 | 13781 | IOU | OID3467337 | 15.232 | Solar |  |  | Interconnected | Minneapolis | Protected Data | Protected Data | Protected Data | Residential | Solar* Rewards | 2018 | 2019 | n/a
Xcel Energy | 85 | 13781 | IOU | OID3467340 | 5.22 | Solar |  |  | Interconnected | South Saint Paul | Protected Data | Protected Data | Protected Data | Residential | Solar* Rewards | 2018 | 2019 | n/a
Xcel Energy | 85 | 13781 | IOU | OID3467342 | 3.84 | Solar |  |  | Interconnected | Minneapolis | Protected Data | Protected Data | Protected Data | Residential | Solar* Rewards | 2018 | 2019 | n/a
Xcel Energy | 85 | 13781 | IOU | OID3467651 | 3.84 | Solar |  |  | Interconnected | Roseville | Protected Data | Protected Data | Protected Data | Residential | n/a | 2018 | 2018 | n/a
Xcel Energy | 85 | 13781 | IOU | OID3468528 | 6.38 | Solar |  |  | Interconnected | Cottage Grove | Protected Data | Protected Data | Protected Data | Residential | Solar* Rewards | 2018 | 2019 | n/a
Xcel Energy | 85 | 13781 | IOU | OID3468531 | 0.24 | Solar |  |  | Interconnected | Edina | Protected Data | Protected Data | Protected Data | Residential | Solar* Rewards | 2018 | 2019 | n/a
Xcel Energy | 85 | 13781 | IOU | OID3468542 | 6.38 | Solar |  |  | Interconnected | Forest Lake | Protected Data | Protected Data | Protected Data | Residential | Solar* Rewards | 2018 | 2019 | n/a
Xcel Energy | 85 | 13781 | IOU | OID3468553 | 5.76 | Solar |  |  | Interconnected | Minneapolis | Protected Data | Protected Data | Protected Data | Residential | Solar* Rewards | 2018 | 2019 | n/a
Xcel Energy | 85 | 13781 | IOU | OID3468556 | 5.8 | Solar |  |  | Interconnected | Lake Elmo | Protected Data | Protected Data | Protected Data | Residential | Solar* Rewards | 2018 | 2019 | n/a
Xcel Energy | 85 | 13781 | IOU | OID3468912 | 15.232 | Solar |  |  | Interconnected | Mahtomedi | Protected Data | Protected Data | Protected Data | Residential | Solar* Rewards | 2018 | 2018 | n/a
Xcel Energy | 85 | 13781 | IOU | OID3470085 | 9.994 | Solar |  |  | Interconnected | Mound | Protected Data | Protected Data | Protected Data | Residential | Solar* Rewards | 2018 | 2018 | n/a
Xcel Energy | 85 | 13781 | IOU | OID3470101 | 39.998 | Solar |  |  | Interconnected | Minneapolis | Protected Data | Protected Data | Protected Data | Commercial | Solar* Rewards | 2018 | 2018 | n/a
Xcel Energy | 85 | 13781 | IOU | OID3470256 | 39.998 | Solar |  |  | Interconnected | Newport | Protected Data | Protected Data | Protected Data | Commercial | Solar* Rewards | 2018 | 2018 | n/a
Xcel Energy | 85 | 13781 | IOU | OID3470260 | 39.998 | Solar |  |  | Interconnected | Richfield | Protected Data | Protected Data | Protected Data | Commercial | Solar* Rewards | 2018 | 2018 | n/a
Xcel Energy | 85 | 13781 | IOU | OID3470270 | 19.999 | Solar |  |  | Interconnected | Minneapolis | Protected Data | Protected Data | Protected Data | Commercial | Solar* Rewards | 2018 | 2020 | n/a
Xcel Energy | 85 | 13781 | IOU | OID3470282 | 39.998 | Solar |  |  | Interconnected | Richfield | Protected Data | Protected Data | Protected Data | Commercial | Solar* Rewards | 2018 | 2018 | n/a
Xcel Energy | 85 | 13781 | IOU | OID3470285 | 39.998 | Solar |  |  | Interconnected | Roseville | Protected Data | Protected Data | Protected Data | Commercial | Solar* Rewards | 2018 | 2018 | n/a
Xcel Energy | 85 | 13781 | IOU | OID3470291 | 39.998 | Solar |  |  | Interconnected | Saint Paul | Protected Data | Protected Data | Protected Data | Commercial | Solar* Rewards | 2018 | 2018 | n/a
Xcel Energy | 85 | 13781 | IOU | OID3470306 | 19.999 | Solar |  |  | Interconnected | Eagan | Protected Data | Protected Data | Protected Data | Commercial | Solar* Rewards | 2018 | 2018 | n/a
Xcel Energy | 85 | 13781 | IOU | OID3470309 | 19.999 | Solar |  |  | Interconnected | Burnsville | Protected Data | Protected Data | Protected Data | Commercial | Solar* Rewards | 2018 | 2018 | n/a
Xcel Energy | 85 | 13781 | IOU | OID3470315 | 19.999 | Solar |  |  | Interconnected | Savage | Protected Data | Protected Data | Protected Data | Commercial | Solar* Rewards | 2018 | 2020 | n/a
Xcel Energy | 85 | 13781 | IOU | OID3470326 | 19.999 | Solar |  |  | Interconnected | Eden Prairie | Protected Data | Protected Data | Protected Data | Commercial | Solar* Rewards | 2018 | 2020 | n/a
Xcel Energy | 85 | 13781 | IOU | OID3470329 | 19.999 | Solar |  |  | Interconnected | Eden Prairie | Protected Data | Protected Data | Protected Data | Commercial | Solar* Rewards | 2018 | 2018 | n/a
Xcel Energy | 85 | 13781 | IOU | OID3470332 | 19.999 | Solar |  |  | Interconnected | Dayton | Protected Data | Protected Data | Protected Data | Commercial | Solar* Rewards | 2018 | 2020 | n/a
Xcel Energy | 85 | 13781 | IOU | OID3470334 | 19.999 | Solar |  |  | Interconnected | Eden Prairie | Protected Data | Protected Data | Protected Data | Commercial | Solar* Rewards | 2018 | 2020 | n/a
Xcel Energy | 85 | 13781 | IOU | OID3470337 | 19.999 | Solar |  |  | Interconnected | Eden Prairie | Protected Data | Protected Data | Protected Data | Commercial | Solar* Rewards | 2018 | 2018 | n/a
Xcel Energy | 85 | 13781 | IOU | OID3470339 | 19.999 | Solar |  |  | Interconnected | Eden Prairie | Protected Data | Protected Data | Protected Data | Commercial | Solar* Rewards | 2018 | 2019 | n/a
Xcel Energy | 85 | 13781 | IOU | OID3470341 | 19.999 | Solar |  |  | Interconnected | Eden Prairie | Protected Data | Protected Data | Protected Data | Commercial | Solar* Rewards | 2018 | 2020 | n/a
Xcel Energy | 85 | 13781 | IOU | OID3470357 | 39.998 | Solar |  |  | Interconnected | Tracy | Protected Data | Protected Data | Protected Data | Commercial | Solar* Rewards | 2018 | 2018 | n/a
Xcel Energy | 85 | 13781 | IOU | OID3470362 | 39.998 | Solar |  |  | Interconnected | Tracy | Protected Data | Protected Data | Protected Data | Commercial | Solar* Rewards | 2018 | 2018 | n/a
Xcel Energy | 85 | 13781 | IOU | OID3470370 | 39.998 | Solar |  |  | Interconnected | Kimball | Protected Data | Protected Data | Protected Data | Commercial | Solar* Rewards | 2018 | 2020 | n/a
Xcel Energy | 85 | 13781 | IOU | OID3470383 | 33.3 | Solar |  |  | Interconnected | Elko New Market | Protected Data | Protected Data | Protected Data | Commercial | Solar* Rewards | 2018 | 2018 | n/a
Xcel Energy | 85 | 13781 | IOU | OID3470392 | 19.999 | Solar |  |  | Interconnected | Rogers | Protected Data | Protected Data | Protected Data | Commercial | Solar* Rewards | 2018 | 2020 | n/a
Xcel Energy | 85 | 13781 | IOU | OID3470396 | 19.999 | Solar |  |  | Interconnected | Maple Grove | Protected Data | Protected Data | Protected Data | Commercial | Solar* Rewards | 2018 | 2020 | n/a
Xcel Energy | 85 | 13781 | IOU | OID3470400 | 19.999 | Solar |  |  | Interconnected | Rogers | Protected Data | Protected Data | Protected Data | Commercial | Solar* Rewards | 2018 | 2020 | n/a
Xcel Energy | 85 | 13781 | IOU | OID3470403 | 19.999 | Solar |  |  | Interconnected | Rogers | Protected Data | Protected Data | Protected Data | Commercial | Solar* Rewards | 2018 | 2020 | n/a
Xcel Energy | 85 | 13781 | IOU | OID3470408 | 19.999 | Solar |  |  | Interconnected | Rogers | Protected Data | Protected Data | Protected Data | Commercial | Solar* Rewards | 2018 | 2018 | n/a
Xcel Energy | 85 | 13781 | IOU | OID3470412 | 34.72 | Solar |  |  | Interconnected | Minneapolis | Protected Data | Protected Data | Protected Data | Commercial | Made In MN | 2018 | 2018 | n/a
Xcel Energy | 85 | 13781 | IOU | OID3470417 | 33.3 | Solar |  |  | Interconnected | Shoreview | Protected Data | Protected Data | Protected Data | Commercial | Solar* Rewards | 2018 | 2019 | n/a
Xcel Energy | 85 | 13781 | IOU | OID3470429 | 19.999 | Solar |  |  | Interconnected | Saint Anthony | Protected Data | Protected Data | Protected Data | Commercial | Solar* Rewards | 2018 | 2019 | n/a
Xcel Energy | 85 | 13781 | IOU | OID3470435 | 19.999 | Solar |  |  | Interconnected | Eden Prairie | Protected Data | Protected Data | Protected Data | Commercial | Solar* Rewards | 2018 | 2018 | n/a
Xcel Energy | 85 | 13781 | IOU | OID3470443 | 31 | Solar |  |  | Interconnected | Minnesota City | Protected Data | Protected Data | Protected Data | Commercial | Solar* Rewards | 2018 | 2018 | n/a
Xcel Energy | 85 | 13781 | IOU | OID3471716 | 4.32 | Solar |  |  | Interconnected | Eden Prairie | Protected Data | Protected Data | Protected Data | Residential | Solar* Rewards | 2018 | 2019 | n/a
Xcel Energy | 85 | 13781 | IOU | OID3471729 | 7.616 | Solar |  |  | Interconnected | Pine Island | Protected Data | Protected Data | Protected Data | Commercial | Solar* Rewards | 2018 | 2018 | n/a
Xcel Energy | 85 | 13781 | IOU | OID3471737 | 15.232 | Solar |  |  | Interconnected | Pine Island | Protected Data | Protected Data | Protected Data | Residential | Solar* Rewards | 2018 | 2018 | n/a
Xcel Energy | 85 | 13781 | IOU | OID3471756 | 7.92 | Solar |  |  | Interconnected | Saint Paul | Protected Data | Protected Data | Protected Data | Residential | Solar* Rewards | 2018 | 2019 | n/a
Xcel Energy | 85 | 13781 | IOU | OID3471896 | 39.998 | Solar |  |  | Interconnected | Minneapolis | Protected Data | Protected Data | Protected Data | Commercial | Solar* Rewards | 2018 | 2019 | n/a
Xcel Energy | 85 | 13781 | IOU | OID3471903 | 39.998 | Solar |  |  | Interconnected | Minneapolis | Protected Data | Protected Data | Protected Data | Commercial | Solar* Rewards | 2018 | 2019 | n/a
Xcel Energy | 85 | 13781 | IOU | OID3471945 | 39.998 | Solar |  |  | Interconnected | Roseville | Protected Data | Protected Data | Protected Data | Commercial | Solar* Rewards | 2018 | 2019 | n/a
Xcel Energy | 85 | 13781 | IOU | OID3471971 | 36 | Solar |  |  | Interconnected | New Richland | Protected Data | Protected Data | Protected Data | Residential | Solar* Rewards | 2018 | 2018 | n/a
Xcel Energy | 85 | 13781 | IOU | OID3472825 | 5.28 | Solar |  |  | Interconnected | Golden Valley | Protected Data | Protected Data | Protected Data | Residential | Solar* Rewards | 2018 | 2019 | n/a
Xcel Energy | 85 | 13781 | IOU | OID3472843 | 5.88 | Solar |  |  | Interconnected | Mendota Heights | Protected Data | Protected Data | Protected Data | Residential | Solar* Rewards | 2018 | 2019 | n/a
Xcel Energy | 85 | 13781 | IOU | OID3473139 | 5.28 | Solar |  |  | Interconnected | Saint Paul | Protected Data | Protected Data | Protected Data | Residential | Solar* Rewards | 2018 | 2019 | n/a
Xcel Energy | 85 | 13781 | IOU | OID3473222 | 7.616 | Solar |  |  | Interconnected | Minneapolis | Protected Data | Protected Data | Protected Data | Residential | Solar* Rewards | 2018 | 2018 | n/a
Xcel Energy | 85 | 13781 | IOU | OID3473291 | 19.988 | Solar |  |  | Interconnected | Mankato | Protected Data | Protected Data | Protected Data | Residential | Solar* Rewards | 2018 | 2019 | n/a
Xcel Energy | 85 | 13781 | IOU | OID3473346 | 22.8 | Solar |  |  | Interconnected | Dodge Center | Protected Data | Protected Data | Protected Data | Residential | Solar* Rewards | 2018 | 2019 | n/a
Xcel Energy | 85 | 13781 | IOU | OID3473485 | 34.99 | Solar |  |  | Interconnected | Lake City | Protected Data | Protected Data | Protected Data | Commercial | Solar* Rewards | 2018 | 2019 | n/a
Xcel Energy | 85 | 13781 | IOU | OID3473502 | 15.994 | Solar |  |  | Interconnected | Watertown | Protected Data | Protected Data | Protected Data | Residential | Solar* Rewards | 2018 | 2018 | n/a
Xcel Energy | 85 | 13781 | IOU | OID3473756 | 39.998 | Solar |  |  | Interconnected | Richfield | Protected Data | Protected Data | Protected Data | Commercial | Solar* Rewards | 2018 | 2019 | n/a
Xcel Energy | 85 | 13781 | IOU | OID3473840 | 12 | Solar |  |  | Interconnected | New Richland | Protected Data | Protected Data | Protected Data | Residential | n/a | 2018 | 2018 | n/a
Xcel Energy | 85 | 13781 | IOU | OID3473922 | 9.6 | Solar |  |  | Interconnected | Minneapolis | Protected Data | Protected Data | Protected Data | Residential | Solar* Rewards | 2018 | 2018 | n/a
Xcel Energy | 85 | 13781 | IOU | OID3473953 | 30 | Solar |  |  | Interconnected | Melrose | Protected Data | Protected Data | Protected Data | Residential | Solar* Rewards | 2018 | 2018 | n/a
Xcel Energy | 85 | 13781 | IOU | OID3474002 | 17.546 | Solar |  |  | Interconnected | Hastings | Protected Data | Protected Data | Protected Data | Commercial | Made In MN | 2018 | 2018 | n/a
Xcel Energy | 85 | 13781 | IOU | OID3474878 | 2.16 | Solar |  |  | Interconnected | Minneapolis | Protected Data | Protected Data | Protected Data | Residential | Solar* Rewards | 2018 | 2018 | n/a
Xcel Energy | 85 | 13781 | IOU | OID3475246 | 11.28 | Solar |  |  | Interconnected | Mendota Heights | Protected Data | Protected Data | Protected Data | Residential | Solar* Rewards | 2018 | 2018 | n/a
Xcel Energy | 85 | 13781 | IOU | OID3475333 | 22.78 | Solar |  |  | Interconnected | Byron | Protected Data | Protected Data | Protected Data | Commercial | Solar* Rewards | 2018 | 2018 | n/a
Xcel Energy | 85 | 13781 | IOU | OID3475369 | 36 | Solar |  |  | Interconnected | Mankato | Protected Data | Protected Data | Protected Data | Commercial | Solar* Rewards | 2018 | 2018 | n/a
Xcel Energy | 85 | 13781 | IOU | OID3476869 | 36 | Solar |  |  | Interconnected | Lake City | Protected Data | Protected Data | Protected Data | Commercial | Solar* Rewards | 2018 | 2019 | n/a
Xcel Energy | 85 | 13781 | IOU | OID3476880 | 7.616 | Solar |  |  | Interconnected | Harris | Protected Data | Protected Data | Protected Data | Residential | Solar* Rewards | 2018 | 2018 | n/a
Xcel Energy | 85 | 13781 | IOU | OID3477097 | 39.998 | Solar |  |  | Interconnected | Minnetonka | Protected Data | Protected Data | Protected Data | Commercial | Solar* Rewards | 2018 | 2018 | n/a
Xcel Energy | 85 | 13781 | IOU | OID3477106 | 39.998 | Solar |  |  | Interconnected | Minnetonka | Protected Data | Protected Data | Protected Data | Commercial | Solar* Rewards | 2018 | 2018 | n/a
Xcel Energy | 85 | 13781 | IOU | OID3477134 | 12.24 | Solar |  | X | Interconnected | Golden Valley | Protected Data | Protected Data | Protected Data | Residential | Solar* Rewards | 2018 | 2019 | n/a
Xcel Energy | 85 | 13781 | IOU | OID3477175 | 1.68 | Solar |  |  | Interconnected | Minneapolis | Protected Data | Protected Data | Protected Data | Residential | Solar* Rewards | 2018 | 2018 | n/a
Xcel Energy | 85 | 13781 | IOU | OID3477251 | 3.36 | Solar |  |  | Interconnected | Richfield | Protected Data | Protected Data | Protected Data | Residential | Solar* Rewards | 2018 | 2018 | n/a
Xcel Energy | 85 | 13781 | IOU | OID3477274 | 5.8 | Solar |  |  | Interconnected | Bloomington | Protected Data | Protected Data | Protected Data | Residential | Solar* Rewards | 2018 | 2019 | n/a
Xcel Energy | 85 | 13781 | IOU | OID3478120 | 6 | Solar |  |  | Interconnected | Minneapolis | Protected Data | Protected Data | Protected Data | Residential | Solar* Rewards | 2018 | 2018 | n/a
Xcel Energy | 85 | 13781 | IOU | OID3478763 | 4.56 | Solar |  |  | Interconnected | Dundas | Protected Data | Protected Data | Protected Data | Residential | Solar* Rewards | 2018 | 2019 | n/a
Xcel Energy | 85 | 13781 | IOU | OID3478833 | 7.616 | Solar |  |  | Interconnected | Brooklyn Park | Protected Data | Protected Data | Protected Data | Residential | Made In MN | 2018 | 2018 | n/a
Xcel Energy | 85 | 13781 | IOU | OID3479749 | 5 | Solar |  |  | Interconnected | Prior Lake | Protected Data | Protected Data | Protected Data | Residential | Solar* Rewards | 2018 | 2018 | n/a
Xcel Energy | 85 | 13781 | IOU | OID3479992 | 3.8 | Solar |  |  | Interconnected | Minneapolis | Protected Data | Protected Data | Protected Data | Residential | Solar* Rewards | 2018 | 2019 | n/a
Xcel Energy | 85 | 13781 | IOU | OID3480172 | 6 | Solar |  |  | Interconnected | White Bear Lake | Protected Data | Protected Data | Protected Data | Residential | Solar* Rewards | 2018 | 2018 | n/a
Xcel Energy | 85 | 13781 | IOU | OID3480205 | 5 | Solar |  |  | Interconnected | Byron | Protected Data | Protected Data | Protected Data | Residential | Solar* Rewards | 2018 | 2018 | n/a
Xcel Energy | 85 | 13781 | IOU | OID3480263 | 2.88 | Solar |  |  | Interconnected | Saint Paul | Protected Data | Protected Data | Protected Data | Residential | Solar* Rewards | 2018 | 2018 | n/a
Xcel Energy | 85 | 13781 | IOU | OID3480264 | 15.232 | Solar |  |  | Interconnected | Willernie | Protected Data | Protected Data | Protected Data | Residential | Solar* Rewards | 2018 | 2018 | n/a
Xcel Energy | 85 | 13781 | IOU | OID3480695 | 7.44 | Solar |  |  | Interconnected | Stillwater | Protected Data | Protected Data | Protected Data | Residential | Solar* Rewards | 2018 | 2019 | n/a
Xcel Energy | 85 | 13781 | IOU | OID3480751 | 5.51 | Solar |  |  | Interconnected | Maplewood | Protected Data | Protected Data | Protected Data | Residential | Solar* Rewards | 2018 | 2019 | n/a
Xcel Energy | 85 | 13781 | IOU | OID3480760 | 6.48 | Solar |  |  | Interconnected | Saint Paul | Protected Data | Protected Data | Protected Data | Residential | Solar* Rewards | 2018 | 2019 | n/a
Xcel Energy | 85 | 13781 | IOU | OID3481209 | 6.48 | Solar |  |  | Interconnected | Minneapolis | Protected Data | Protected Data | Protected Data | Residential | Solar* Rewards | 2018 | 2018 | n/a
Xcel Energy | 85 | 13781 | IOU | OID3482177 | 4.76 | Solar |  |  | Interconnected | Chanhassen | Protected Data | Protected Data | Protected Data | Residential | Solar* Rewards | 2018 | 2018 | n/a
Xcel Energy | 85 | 13781 | IOU | OID3482178 | 7.616 | Solar |  |  | Interconnected | Saint Paul | Protected Data | Protected Data | Protected Data | Residential | Made In MN | 2018 | 2018 | n/a
Xcel Energy | 85 | 13781 | IOU | OID3483279 | 18 | Solar |  |  | Interconnected | Kilkenny | Protected Data | Protected Data | Protected Data | Commercial | Solar* Rewards | 2018 | 2018 | n/a
Xcel Energy | 85 | 13781 | IOU | OID3483304 | 7.616 | Solar |  |  | Interconnected | Plymouth | Protected Data | Protected Data | Protected Data | Residential | Made In MN | 2018 | 2018 | n/a
Xcel Energy | 85 | 13781 | IOU | OID3483313 | 7.616 | Solar |  |  | Interconnected | Arden Hills | Protected Data | Protected Data | Protected Data | Residential | Made In MN | 2018 | 2018 | n/a
Xcel Energy | 85 | 13781 | IOU | OID3483320 | 7.616 | Solar |  |  | Interconnected | Plymouth | Protected Data | Protected Data | Protected Data | Residential | Solar* Rewards | 2018 | 2018 | n/a
Xcel Energy | 85 | 13781 | IOU | OID3483529 | 6 | Solar |  |  | Interconnected | Saint Paul | Protected Data | Protected Data | Protected Data | Residential | Solar* Rewards | 2018 | 2019 | n/a
Xcel Energy | 85 | 13781 | IOU | OID3483567 | 4.93 | Solar |  |  | Interconnected | Elko New Market | Protected Data | Protected Data | Protected Data | Residential | Solar* Rewards | 2018 | 2019 | n/a
Xcel Energy | 85 | 13781 | IOU | OID3483575 | 11.89 | Solar |  |  | Interconnected | Prior Lake | Protected Data | Protected Data | Protected Data | Residential | Solar* Rewards | 2018 | 2019 | n/a
Xcel Energy | 85 | 13781 | IOU | OID3483581 | 11.02 | Solar |  |  | Interconnected | Bayport | Protected Data | Protected Data | Protected Data | Commercial | Solar* Rewards | 2018 | 2019 | n/a
Xcel Energy | 85 | 13781 | IOU | OID3483593 | 4.64 | Solar |  |  | Interconnected | Minneapolis | Protected Data | Protected Data | Protected Data | Residential | Solar* Rewards | 2018 | 2019 | n/a
Xcel Energy | 85 | 13781 | IOU | OID3483602 | 4.93 | Solar |  |  | Interconnected | Vadnais Heights | Protected Data | Protected Data | Protected Data | Residential | Solar* Rewards | 2018 | 2019 | n/a
Xcel Energy | 85 | 13781 | IOU | OID3483759 | 4.64 | Solar |  |  | Interconnected | Saint Paul | Protected Data | Protected Data | Protected Data | Residential | Solar* Rewards | 2018 | 2019 | n/a
Xcel Energy | 85 | 13781 | IOU | OID3485480 | 4.64 | Solar |  |  | Interconnected | Saint Cloud | Protected Data | Protected Data | Protected Data | Residential | n/a | 2018 | 2019 | n/a
Xcel Energy | 85 | 13781 | IOU | OID3485513 | 5 | Solar |  |  | Interconnected | Minneapolis | Protected Data | Protected Data | Protected Data | Residential | Solar* Rewards | 2018 | 2018 | n/a
Xcel Energy | 85 | 13781 | IOU | OID3485928 | 2.16 | Solar |  |  | Interconnected | Minneapolis | Protected Data | Protected Data | Protected Data | Residential | Solar* Rewards | 2018 | 2019 | n/a
Xcel Energy | 85 | 13781 | IOU | OID3485961 | 5 | Solar |  |  | Interconnected | Afton | Protected Data | Protected Data | Protected Data | Residential | Solar* Rewards | 2018 | 2018 | n/a
Xcel Energy | 85 | 13781 | IOU | OID3486156 | 7.616 | Solar |  |  | Interconnected | Minneapolis | Protected Data | Protected Data | Protected Data | Residential | Solar* Rewards | 2018 | 2018 | n/a
Xcel Energy | 85 | 13781 | IOU | OID3486167 | 5 | Solar |  |  | Interconnected | Zumbrota | Protected Data | Protected Data | Protected Data | Residential | Solar* Rewards | 2018 | 2018 | n/a
Xcel Energy | 85 | 13781 | IOU | OID3486180 | 5 | Solar |  |  | Interconnected | Saint Paul | Protected Data | Protected Data | Protected Data | Residential | Made In MN | 2018 | 2018 | n/a
Xcel Energy | 85 | 13781 | IOU | OID3486191 | 5.51 | Solar |  |  | Interconnected | Saint Louis Park | Protected Data | Protected Data | Protected Data | Residential | Solar* Rewards | 2018 | 2019 | n/a
Xcel Energy | 85 | 13781 | IOU | OID3486214 | 5.51 | Solar |  |  | Interconnected | Maple Grove | Protected Data | Protected Data | Protected Data | Residential | n/a | 2018 | 2019 | n/a
Xcel Energy | 85 | 13781 | IOU | OID3486425 | 29.82 | Solar |  |  | Interconnected | Minneapolis | Protected Data | Protected Data | Protected Data | Commercial | Solar* Rewards | 2018 | 2018 | n/a
Xcel Energy | 85 | 13781 | IOU | OID3486509 | 6 | Solar |  |  | Interconnected | Saint Paul | Protected Data | Protected Data | Protected Data | Residential | Made In MN | 2018 | 2018 | n/a
Xcel Energy | 85 | 13781 | IOU | OID3486562 | 19.999 | Solar |  |  | Interconnected | Richfield | Protected Data | Protected Data | Protected Data | Commercial | Solar* Rewards | 2018 | 2018 | n/a
Xcel Energy | 85 | 13781 | IOU | OID3486618 | 3.747 | Solar |  |  | Interconnected | Minneapolis | Protected Data | Protected Data | Protected Data | Residential | Solar* Rewards | 2018 | 2018 | n/a
Xcel Energy | 85 | 13781 | IOU | OID3488794 | 7.616 | Solar |  |  | Interconnected | Spring Lake Park | Protected Data | Protected Data | Protected Data | Residential | Solar* Rewards | 2018 | 2018 | n/a
Xcel Energy | 85 | 13781 | IOU | OID3488901 | 9.994 | Solar |  |  | Interconnected | Saint Paul | Protected Data | Protected Data | Protected Data | Residential | Solar* Rewards | 2018 | 2018 | n/a
Xcel Energy | 85 | 13781 | IOU | OID3489280 | 7.616 | Solar |  |  | Interconnected | Minneapolis | Protected Data | Protected Data | Protected Data | Residential | Made In MN | 2018 | 2018 | n/a
Xcel Energy | 85 | 13781 | IOU | OID3489356 | 119.899 | Solar |  |  | Interconnected | Mendota Heights | Protected Data | Protected Data | Protected Data | Commercial | n/a | 2018 | 2019 | n/a
Xcel Energy | 85 | 13781 | IOU | OID3489478 | 24 | Solar |  |  | Interconnected | Belle Plaine | Protected Data | Protected Data | Protected Data | Commercial | Solar* Rewards | 2018 | 2019 | n/a
Xcel Energy | 85 | 13781 | IOU | OID3490312 | 2.9 | Solar |  |  | Interconnected | South Saint Paul | Protected Data | Protected Data | Protected Data | Residential | Solar* Rewards | 2018 | 2019 | n/a
Xcel Energy | 85 | 13781 | IOU | OID3490348 | 33.3 | Solar |  |  | Interconnected | Becker | Protected Data | Protected Data | Protected Data | Commercial | Solar* Rewards | 2018 | 2019 | n/a
Xcel Energy | 85 | 13781 | IOU | OID3490644 | 38.02 | Solar |  |  | Interconnected | Minneapolis | Protected Data | Protected Data | Protected Data | Commercial | Solar* Rewards | 2018 | 2019 | n/a
Xcel Energy | 85 | 13781 | IOU | OID3490645 | 4.35 | Solar |  |  | Interconnected | Coon Rapids | Protected Data | Protected Data | Protected Data | Residential | Solar* Rewards | 2018 | 2019 | n/a
Xcel Energy | 85 | 13781 | IOU | OID3491640 | 3.747 | Solar |  |  | Interconnected | Minneapolis | Protected Data | Protected Data | Protected Data | Residential | Solar* Rewards | 2018 | 2018 | n/a
Xcel Energy | 85 | 13781 | IOU | OID3491699 | 6 | Solar |  |  | Interconnected | New Brighton | Protected Data | Protected Data | Protected Data | Residential | Solar* Rewards | 2018 | 2018 | n/a
Xcel Energy | 85 | 13781 | IOU | OID3491742 | 2.88 | Solar |  |  | Interconnected | Minneapolis | Protected Data | Protected Data | Protected Data | Residential | Made In MN | 2018 | 2018 | n/a
Xcel Energy | 85 | 13781 | IOU | OID3491748 | 34.17 | Solar |  |  | Interconnected | Stillwater | Protected Data | Protected Data | Protected Data | Commercial | Solar* Rewards | 2018 | 2018 | n/a
Xcel Energy | 85 | 13781 | IOU | OID3492319 | 9.994 | Solar |  |  | Interconnected | Saint Paul | Protected Data | Protected Data | Protected Data | Residential | Made In MN | 2018 | 2018 | n/a
Xcel Energy | 85 | 13781 | IOU | OID3492345 | 7.625 | Solar |  |  | Interconnected | Edina | Protected Data | Protected Data | Protected Data | Residential | Solar* Rewards | 2018 | 2018 | n/a
Xcel Energy | 85 | 13781 | IOU | OID3492364 | 5.8 | Solar |  |  | Interconnected | Stillwater | Protected Data | Protected Data | Protected Data | Residential | Solar* Rewards | 2018 | 2019 | n/a
Xcel Energy | 85 | 13781 | IOU | OID3492610 | 7.2 | Solar |  |  | Interconnected | Hamburg | Protected Data | Protected Data | Protected Data | Residential | Solar* Rewards | 2018 | 2019 | n/a
Xcel Energy | 85 | 13781 | IOU | OID3492928 | 22.78 | Solar |  |  | Interconnected | Cottage Grove | Protected Data | Protected Data | Protected Data | Residential | Solar* Rewards | 2018 | 2019 | n/a
Xcel Energy | 85 | 13781 | IOU | OID3493510 | 6.72 | Solar |  |  | Interconnected | Minnetonka | Protected Data | Protected Data | Protected Data | Residential | Solar* Rewards | 2018 | 2019 | n/a
Xcel Energy | 85 | 13781 | IOU | OID3493512 | 3.48 | Solar |  |  | Interconnected | Saint Paul | Protected Data | Protected Data | Protected Data | Residential | Solar* Rewards | 2018 | 2019 | n/a
Xcel Energy | 85 | 13781 | IOU | OID3494134 | 7.616 | Solar |  |  | Interconnected | Mankato | Protected Data | Protected Data | Protected Data | Residential | Solar* Rewards | 2018 | 2019 | n/a
Xcel Energy | 85 | 13781 | IOU | OID3494530 | 9.994 | Solar |  |  | Interconnected | Lauderdale | Protected Data | Protected Data | Protected Data | Residential | Solar* Rewards | 2018 | 2019 | n/a
Xcel Energy | 85 | 13781 | IOU | OID3494531 | 8.7 | Solar |  |  | Interconnected | Eden Prairie | Protected Data | Protected Data | Protected Data | Residential | Solar* Rewards | 2018 | 2019 | n/a
Xcel Energy | 85 | 13781 | IOU | OID3494532 | 4.64 | Solar |  |  | Interconnected | Marine On Saint Croix | Protected Data | Protected Data | Protected Data | Residential | Solar* Rewards | 2018 | 2019 | n/a
Xcel Energy | 85 | 13781 | IOU | OID3496249 | 2.4 | Solar |  |  | Interconnected | Golden Valley | Protected Data | Protected Data | Protected Data | Residential | Solar* Rewards | 2018 | 2019 | n/a
Xcel Energy | 85 | 13781 | IOU | OID3496694 | 4.08 | Solar |  |  | Interconnected | Minnetonka | Protected Data | Protected Data | Protected Data | Residential | Solar* Rewards | 2018 | 2019 | n/a
Xcel Energy | 85 | 13781 | IOU | OID3498380 | 2.61 | Solar |  |  | Interconnected | Minneapolis | Protected Data | Protected Data | Protected Data | Residential | Solar* Rewards | 2018 | 2019 | n/a
Xcel Energy | 85 | 13781 | IOU | OID3498432 | 6.96 | Solar |  |  | Interconnected | Forest Lake | Protected Data | Protected Data | Protected Data | Residential | Solar* Rewards | 2018 | 2019 | n/a
Xcel Energy | 85 | 13781 | IOU | OID3498441 | 4.64 | Solar |  |  | Interconnected | Saint Paul | Protected Data | Protected Data | Protected Data | Residential | Solar* Rewards | 2018 | 2019 | n/a
Xcel Energy | 85 | 13781 | IOU | OID3498452 | 1.92 | Solar |  |  | Interconnected | Saint Paul | Protected Data | Protected Data | Protected Data | Residential | Solar* Rewards | 2018 | 2019 | n/a
Xcel Energy | 85 | 13781 | IOU | OID3498456 | 4.08 | Solar |  |  | Interconnected | Saint Paul | Protected Data | Protected Data | Protected Data | Residential | Solar* Rewards | 2018 | 2019 | n/a
Xcel Energy | 85 | 13781 | IOU | OID3499780 | 3.8 | Solar |  |  | Interconnected | Minneapolis | Protected Data | Protected Data | Protected Data | Residential | Solar* Rewards | 2018 | 2019 | n/a
Xcel Energy | 85 | 13781 | IOU | OID3499784 | 32.51 | Solar |  |  | Interconnected | Winona | Protected Data | Protected Data | Protected Data | Commercial | Solar* Rewards | 2018 | 2019 | n/a
Xcel Energy | 85 | 13781 | IOU | OID3499821 | 7.616 | Solar |  |  | Interconnected | Brooklyn Park | Protected Data | Protected Data | Protected Data | Residential | Solar* Rewards | 2018 | 2018 | n/a
Xcel Energy | 85 | 13781 | IOU | OID3501239 | 5 | Solar |  |  | Interconnected | Minneapolis | Protected Data | Protected Data | Protected Data | Residential | Solar* Rewards | 2018 | 2018 | n/a
Xcel Energy | 85 | 13781 | IOU | OID3501240 | 7.616 | Solar |  |  | Interconnected | La Crescent | Protected Data | Protected Data | Protected Data | Residential | Solar* Rewards | 2018 | 2018 | n/a
Xcel Energy | 85 | 13781 | IOU | OID3501330 | 8.99 | Solar |  |  | Interconnected | New Hope | Protected Data | Protected Data | Protected Data | Residential | Solar* Rewards | 2018 | 2019 | n/a
Xcel Energy | 85 | 13781 | IOU | OID3501391 | 6.96 | Solar |  |  | Interconnected | Richfield | Protected Data | Protected Data | Protected Data | Residential | Solar* Rewards | 2018 | 2020 | n/a
Xcel Energy | 85 | 13781 | IOU | OID3501749 | 14.5 | Solar |  |  | Interconnected | Champlin | Protected Data | Protected Data | Protected Data | Residential | Solar* Rewards | 2018 | 2019 | n/a
Xcel Energy | 85 | 13781 | IOU | OID3502570 | 5.2 | Solar |  |  | Interconnected | Eden Prairie | Protected Data | Protected Data | Protected Data | Residential | Solar* Rewards | 2018 | 2019 | n/a
Xcel Energy | 85 | 13781 | IOU | OID3502658 | 7.616 | Solar |  |  | Interconnected | Minneapolis | Protected Data | Protected Data | Protected Data | Residential | Solar* Rewards | 2018 | 2018 | n/a
Xcel Energy | 85 | 13781 | IOU | OID3503112 | 34.17 | Solar |  |  | Interconnected | Saint Cloud | Protected Data | Protected Data | Protected Data | Commercial | Solar* Rewards | 2018 | 2018 | n/a
Xcel Energy | 85 | 13781 | IOU | OID3503203 | 2.16 | Solar |  |  | Interconnected | Minneapolis | Protected Data | Protected Data | Protected Data | Residential | Solar* Rewards | 2018 | 2018 | n/a
Xcel Energy | 85 | 13781 | IOU | OID3504254 | 38.02 | Solar |  |  | Interconnected | Rogers | Protected Data | Protected Data | Protected Data | Residential | Solar* Rewards | 2018 | 2019 | n/a
Xcel Energy | 85 | 13781 | IOU | OID3505209 | 3.48 | Solar |  |  | Interconnected | Hopkins | Protected Data | Protected Data | Protected Data | Residential | Solar* Rewards | 2018 | 2019 | n/a
Xcel Energy | 85 | 13781 | IOU | OID3505226 | 6.67 | Solar |  |  | Interconnected | Plymouth | Protected Data | Protected Data | Protected Data | Residential | Solar* Rewards | 2018 | 2019 | n/a
Xcel Energy | 85 | 13781 | IOU | OID3505568 | 36 | Solar |  |  | Interconnected | Cottage Grove | Protected Data | Protected Data | Protected Data | Commercial | Made In MN | 2018 | 2019 | n/a
Xcel Energy | 85 | 13781 | IOU | OID3506089 | 1.68 | Solar |  |  | Interconnected | Minneapolis | Protected Data | Protected Data | Protected Data | Residential | Solar* Rewards | 2018 | 2019 | n/a
Xcel Energy | 85 | 13781 | IOU | OID3506293 | 7.616 | Solar |  |  | Interconnected | Mendota Heights | Protected Data | Protected Data | Protected Data | Residential | Solar* Rewards | 2018 | 2018 | n/a
Xcel Energy | 85 | 13781 | IOU | OID3507447 | 5.52 | Solar |  |  | Interconnected | Saint Michael | Protected Data | Protected Data | Protected Data | Residential | Solar* Rewards | 2018 | 2019 | n/a
Xcel Energy | 85 | 13781 | IOU | OID3508355 | 6 | Solar |  |  | Interconnected | Minneapolis | Protected Data | Protected Data | Protected Data | Residential | Solar* Rewards | 2018 | 2018 | n/a
Xcel Energy | 85 | 13781 | IOU | OID3508428 | 3.747 | Solar |  |  | Interconnected | Minneapolis | Protected Data | Protected Data | Protected Data | Residential | Solar* Rewards | 2018 | 2018 | n/a
Xcel Energy | 85 | 13781 | IOU | OID3508429 | 3.48 | Solar |  |  | Interconnected | Osakis | Protected Data | Protected Data | Protected Data | Residential | n/a | 2018 | 2019 | n/a
Xcel Energy | 85 | 13781 | IOU | OID3508457 | 9.36 | Solar |  |  | Interconnected | Greenwood | Protected Data | Protected Data | Protected Data | Residential | Solar* Rewards | 2018 | 2019 | n/a
Xcel Energy | 85 | 13781 | IOU | OID3508782 | 990 | Solar |  |  | Interconnected | Minneapolis | Protected Data | Protected Data | Protected Data | Commercial | n/a | 2018 | 2018 | n/a
Xcel Energy | 85 | 13781 | IOU | OID3509355 | 6.96 | Solar |  |  | Interconnected | Eden Prairie | Protected Data | Protected Data | Protected Data | Residential | Solar* Rewards | 2018 | 2018 | n/a
Xcel Energy | 85 | 13781 | IOU | OID3510412 | 9.994 | Solar |  |  | Interconnected | Rogers | Protected Data | Protected Data | Protected Data | Residential | Solar* Rewards | 2018 | 2018 | n/a
Xcel Energy | 85 | 13781 | IOU | OID3511855 | 9.994 | Solar |  |  | Interconnected | Roseville | Protected Data | Protected Data | Protected Data | Residential | Solar* Rewards | 2018 | 2019 | n/a
Xcel Energy | 85 | 13781 | IOU | OID3511889 | 3.747 | Solar |  |  | Interconnected | Minneapolis | Protected Data | Protected Data | Protected Data | Residential | Solar* Rewards | 2018 | 2018 | n/a
Xcel Energy | 85 | 13781 | IOU | OID3511893 | 5 | Solar |  |  | Interconnected | Saint Paul | Protected Data | Protected Data | Protected Data | Residential | Solar* Rewards | 2018 | 2018 | n/a
Xcel Energy | 85 | 13781 | IOU | OID3512142 | 3.81 | Solar |  |  | Interconnected | Minneapolis | Protected Data | Protected Data | Protected Data | Residential | Solar* Rewards | 2018 | 2019 | n/a
Xcel Energy | 85 | 13781 | IOU | OID3512743 | 27 | Solar |  |  | Interconnected | Minnesota City | Protected Data | Protected Data | Protected Data | Commercial | Solar* Rewards | 2018 | 2018 | n/a
Xcel Energy | 85 | 13781 | IOU | OID3512745 | 11.39 | Solar |  |  | Interconnected | Rollingstone | Protected Data | Protected Data | Protected Data | Residential | Solar* Rewards | 2018 | 2018 | n/a
Xcel Energy | 85 | 13781 | IOU | OID3512949 | 29.02 | Solar |  |  | Interconnected | Eden Prairie | Protected Data | Protected Data | Protected Data | Commercial | Solar* Rewards | 2018 | 2019 | n/a
Xcel Energy | 85 | 13781 | IOU | OID3513012 | 15.232 | Solar |  |  | Interconnected | Roseville | Protected Data | Protected Data | Protected Data | Residential | Solar* Rewards | 2018 | 2018 | n/a
Xcel Energy | 85 | 13781 | IOU | OID3513038 | 5.76 | Solar |  |  | Interconnected | Edina | Protected Data | Protected Data | Protected Data | Residential | Solar* Rewards | 2018 | 2019 | n/a
Xcel Energy | 85 | 13781 | IOU | OID3513060 | 6.72 | Solar |  |  | Interconnected | White Bear Lake | Protected Data | Protected Data | Protected Data | Residential | Solar* Rewards | 2018 | 2019 | n/a
Xcel Energy | 85 | 13781 | IOU | OID3513439 | 30 | Solar |  |  | Interconnected | New Richland | Protected Data | Protected Data | Protected Data | Residential | Solar* Rewards | 2018 | 2019 | n/a
Xcel Energy | 85 | 13781 | IOU | OID3513444 | 17.595 | Solar |  |  | Interconnected | New Richland | Protected Data | Protected Data | Protected Data | Residential | n/a | 2018 | 2019 | n/a
Xcel Energy | 85 | 13781 | IOU | OID3514157 | 7.625 | Solar |  |  | Interconnected | Saint Anthony | Protected Data | Protected Data | Protected Data | Residential | Solar* Rewards | 2018 | 2019 | n/a
Xcel Energy | 85 | 13781 | IOU | OID3514307 | 6.96 | Solar |  |  | Interconnected | Saint Louis Park | Protected Data | Protected Data | Protected Data | Residential | Solar* Rewards | 2018 | 2019 | n/a
Xcel Energy | 85 | 13781 | IOU | OID3514578 | 2.962 | Solar |  |  | Interconnected | Minneapolis | Protected Data | Protected Data | Protected Data | Residential | Solar* Rewards | 2018 | 2019 | n/a
Xcel Energy | 85 | 13781 | IOU | OID3514941 | 15.12 | Solar |  |  | Interconnected | Cologne | Protected Data | Protected Data | Protected Data | Residential | Solar* Rewards | 2018 | 2019 | n/a
Xcel Energy | 85 | 13781 | IOU | OID3514978 | 2.64 | Solar |  |  | Interconnected | Farmington | Protected Data | Protected Data | Protected Data | Residential | Solar* Rewards | 2018 | 2019 | n/a
Xcel Energy | 85 | 13781 | IOU | OID3515010 | 11.6 | Solar |  |  | Interconnected | Saint Anthony | Protected Data | Protected Data | Protected Data | Residential | Solar* Rewards | 2018 | 2019 | n/a
Xcel Energy | 85 | 13781 | IOU | OID3515243 | 5.76 | Solar |  |  | Interconnected | Brooklyn Park | Protected Data | Protected Data | Protected Data | Residential | Solar* Rewards | 2018 | 2019 | n/a
Xcel Energy | 85 | 13781 | IOU | OID3515381 | 5 | Solar |  |  | Interconnected | West Saint Paul | Protected Data | Protected Data | Protected Data | Residential | Solar* Rewards | 2018 | 2018 | n/a
Xcel Energy | 85 | 13781 | IOU | OID3515741 | 6.5 | Solar |  |  | Interconnected | Winona | Protected Data | Protected Data | Protected Data | Residential | Solar* Rewards | 2018 | 2018 | n/a
Xcel Energy | 85 | 13781 | IOU | OID3516619 | 7.616 | Solar |  |  | Interconnected | New Brighton | Protected Data | Protected Data | Protected Data | Residential | Solar* Rewards | 2018 | 2019 | n/a
Xcel Energy | 85 | 13781 | IOU | OID3517122 | 4.08 | Solar |  |  | Interconnected | Bloomington | Protected Data | Protected Data | Protected Data | Residential | Solar* Rewards | 2018 | 2019 | n/a
Xcel Energy | 85 | 13781 | IOU | OID3518342 | 3.84 | Solar |  |  | Interconnected | Faribault | Protected Data | Protected Data | Protected Data | Residential | Solar* Rewards | 2018 | 2019 | n/a
Xcel Energy | 85 | 13781 | IOU | OID3518509 | 5 | Solar |  |  | Interconnected | Saint Paul | Protected Data | Protected Data | Protected Data | Residential | Solar* Rewards | 2018 | 2019 | n/a
Xcel Energy | 85 | 13781 | IOU | OID3519059 | 7.616 | Solar |  |  | Interconnected | Bloomington | Protected Data | Protected Data | Protected Data | Residential | Solar* Rewards | 2018 | 2018 | n/a
Xcel Energy | 85 | 13781 | IOU | OID3519104 | 30 | Solar |  |  | Interconnected | Bird Island | Protected Data | Protected Data | Protected Data | Commercial | Solar* Rewards | 2018 | 2019 | n/a
Xcel Energy | 85 | 13781 | IOU | OID3519365 | 19.999 | Solar |  |  | Interconnected | Bloomington | Protected Data | Protected Data | Protected Data | Commercial | Solar* Rewards | 2018 | 2019 | n/a
Xcel Energy | 85 | 13781 | IOU | OID3519576 | 6.67 | Solar |  |  | Interconnected | Minneapolis | Protected Data | Protected Data | Protected Data | Residential | Solar* Rewards | 2018 | 2019 | n/a
Xcel Energy | 85 | 13781 | IOU | OID3519962 | 2.88 | Solar |  |  | Interconnected | Saint Paul | Protected Data | Protected Data | Protected Data | Residential | Solar* Rewards | 2018 | 2019 | n/a
Xcel Energy | 85 | 13781 | IOU | OID3519968 | 9.94 | Solar |  |  | Interconnected | Columbia Heights | Protected Data | Protected Data | Protected Data | Residential | Solar* Rewards | 2018 | 2019 | n/a
Xcel Energy | 85 | 13781 | IOU | OID3519988 | 4.32 | Solar |  |  | Interconnected | Minneapolis | Protected Data | Protected Data | Protected Data | Residential | Solar* Rewards | 2018 | 2019 | n/a
Xcel Energy | 85 | 13781 | IOU | OID3520112 | 6.96 | Solar |  |  | Interconnected | Minneapolis | Protected Data | Protected Data | Protected Data | Residential | Solar* Rewards | 2018 | 2019 | n/a
Xcel Energy | 85 | 13781 | IOU | OID3520158 | 4.08 | Solar |  |  | Interconnected | New Brighton | Protected Data | Protected Data | Protected Data | Residential | Solar* Rewards | 2018 | 2019 | n/a
Xcel Energy | 85 | 13781 | IOU | OID3521482 | 3.77 | Solar |  |  | Interconnected | Maple Grove | Protected Data | Protected Data | Protected Data | Residential | Solar* Rewards | 2018 | 2018 | n/a
Xcel Energy | 85 | 13781 | IOU | OID3523035 | 29.985 | Solar |  |  | Interconnected | Rollingstone | Protected Data | Protected Data | Protected Data | Residential | Solar* Rewards | 2018 | 2019 | n/a
Xcel Energy | 85 | 13781 | IOU | OID3523875 | 9.994 | Solar |  |  | Interconnected | Minnetonka | Protected Data | Protected Data | Protected Data | Residential | Solar* Rewards | 2018 | 2018 | n/a
Xcel Energy | 85 | 13781 | IOU | OID3523900 | 3.747 | Solar |  |  | Interconnected | Minneapolis | Protected Data | Protected Data | Protected Data | Residential | Solar* Rewards | 2018 | 2019 | n/a
Xcel Energy | 85 | 13781 | IOU | OID3524142 | 7.616 | Solar |  |  | Interconnected | Minneapolis | Protected Data | Protected Data | Protected Data | Residential | Solar* Rewards | 2018 | 2019 | n/a
Xcel Energy | 85 | 13781 | IOU | OID3525360 | 3.747 | Solar |  |  | Interconnected | Marine On Saint Croix | Protected Data | Protected Data | Protected Data | Residential | Solar* Rewards | 2018 | 2018 | n/a
Xcel Energy | 85 | 13781 | IOU | OID3526020 | 6.67 | Solar |  |  | Interconnected | Woodbury | Protected Data | Protected Data | Protected Data | Residential | Solar* Rewards | 2018 | 2019 | n/a
Xcel Energy | 85 | 13781 | IOU | OID3526027 | 11.89 | Solar |  |  | Interconnected | Stillwater | Protected Data | Protected Data | Protected Data | Residential | Solar* Rewards | 2018 | 2019 | n/a
Xcel Energy | 85 | 13781 | IOU | OID3526040 | 8.12 | Solar |  |  | Interconnected | Roseville | Protected Data | Protected Data | Protected Data | Residential | Solar* Rewards | 2018 | 2019 | n/a
Xcel Energy | 85 | 13781 | IOU | OID3527273 | 6 | Solar |  |  | Interconnected | Saint Paul | Protected Data | Protected Data | Protected Data | Residential | Solar* Rewards | 2018 | 2018 | n/a
Xcel Energy | 85 | 13781 | IOU | OID3527600 | 7.2 | Solar |  |  | Interconnected | Corcoran | Protected Data | Protected Data | Protected Data | Residential | Solar* Rewards | 2018 | 2019 | n/a
Xcel Energy | 85 | 13781 | IOU | OID3527700 | 13.34 | Solar |  |  | Interconnected | Little Canada | Protected Data | Protected Data | Protected Data | Residential | Solar* Rewards | 2018 | 2019 | n/a
Xcel Energy | 85 | 13781 | IOU | OID3527777 | 8.64 | Solar |  |  | Interconnected | Minneapolis | Protected Data | Protected Data | Protected Data | Residential | Solar* Rewards | 2018 | 2019 | n/a
Xcel Energy | 85 | 13781 | IOU | OID3527957 | 3.747 | Solar |  |  | Interconnected | Sauk Rapids | Protected Data | Protected Data | Protected Data | Residential | Solar* Rewards | 2018 | 2019 | n/a
Xcel Energy | 85 | 13781 | IOU | OID3528004 | 33.3 | Solar |  |  | Interconnected | Saint Paul | Protected Data | Protected Data | Protected Data | Commercial | Solar* Rewards | 2018 | 2018 | n/a
Xcel Energy | 85 | 13781 | IOU | OID3528013 | 6 | Solar |  |  | Interconnected | Minneapolis | Protected Data | Protected Data | Protected Data | Residential | Solar* Rewards | 2018 | 2018 | n/a
Xcel Energy | 85 | 13781 | IOU | OID3529860 | 5 | Solar |  |  | Interconnected | Minneapolis | Protected Data | Protected Data | Protected Data | Residential | Solar* Rewards | 2018 | 2018 | n/a
Xcel Energy | 85 | 13781 | IOU | OID3530334 | 9.94 | Solar |  |  | Interconnected | Saint Paul | Protected Data | Protected Data | Protected Data | Residential | Solar* Rewards | 2018 | 2018 | n/a
Xcel Energy | 85 | 13781 | IOU | OID3530348 | 3.747 | Solar |  |  | Interconnected | Richfield | Protected Data | Protected Data | Protected Data | Residential | Solar* Rewards | 2018 | 2018 | n/a
Xcel Energy | 85 | 13781 | IOU | OID3530369 | 5 | Solar |  |  | Interconnected | Bloomington | Protected Data | Protected Data | Protected Data | Residential | Solar* Rewards | 2018 | 2020 | n/a
Xcel Energy | 85 | 13781 | IOU | OID3530383 | 6 | Solar |  |  | Interconnected | Rosemount | Protected Data | Protected Data | Protected Data | Residential | Solar* Rewards | 2018 | 2019 | n/a
Xcel Energy | 85 | 13781 | IOU | OID3530398 | 6 | Solar |  |  | Interconnected | Northfield | Protected Data | Protected Data | Protected Data | Residential | Solar* Rewards | 2018 | 2019 | n/a
Xcel Energy | 85 | 13781 | IOU | OID3530515 | 15 | Solar |  |  | Interconnected | Stillwater | Protected Data | Protected Data | Protected Data | Commercial | Solar* Rewards | 2018 | 2018 | n/a
Xcel Energy | 85 | 13781 | IOU | OID3531556 | 5.22 | Solar |  |  | Interconnected | Center City | Protected Data | Protected Data | Protected Data | Residential | Solar* Rewards | 2018 | 2019 | n/a
Xcel Energy | 85 | 13781 | IOU | OID3535352 | 240 | Solar |  |  | Interconnected | Minneapolis | Protected Data | Protected Data | Protected Data | Commercial | n/a | 2018 | 2019 | n/a
Xcel Energy | 85 | 13781 | IOU | OID3537041 | 6.09 | Solar |  |  | Interconnected | Saint Paul | Protected Data | Protected Data | Protected Data | Residential | Solar* Rewards | 2018 | 2019 | n/a
Xcel Energy | 85 | 13781 | IOU | OID3537050 | 22.33 | Solar |  |  | Interconnected | Delano | Protected Data | Protected Data | Protected Data | Residential | Solar* Rewards | 2018 | 2019 | n/a
Xcel Energy | 85 | 13781 | IOU | OID3537067 | 7.54 | Solar |  |  | Interconnected | Brooklyn Center | Protected Data | Protected Data | Protected Data | Residential | Solar* Rewards | 2018 | 2019 | n/a
Xcel Energy | 85 | 13781 | IOU | OID3537088 | 7.616 | Solar |  |  | Interconnected | Minneapolis | Protected Data | Protected Data | Protected Data | Residential | Made In MN | 2018 | 2018 | n/a
Xcel Energy | 85 | 13781 | IOU | OID3537117 | 3.6 | Solar |  |  | Interconnected | Saint Paul | Protected Data | Protected Data | Protected Data | Residential | Solar* Rewards | 2018 | 2019 | n/a
Xcel Energy | 85 | 13781 | IOU | OID3537165 | 9.12 | Solar |  |  | Interconnected | Saint Paul | Protected Data | Protected Data | Protected Data | Residential | Solar* Rewards | 2018 | 2019 | n/a
Xcel Energy | 85 | 13781 | IOU | OID3537262 | 96.06 | Solar |  |  | Interconnected | Burnsville | Protected Data | Protected Data | Protected Data | Commercial | n/a | 2018 | 2018 | n/a
Xcel Energy | 85 | 13781 | IOU | OID3537321 | 8.7 | Solar |  |  | Interconnected | Maplewood | Protected Data | Protected Data | Protected Data | Residential | Solar* Rewards | 2018 | 2019 | n/a
Xcel Energy | 85 | 13781 | IOU | OID3537383 | 6.38 | Solar |  |  | Interconnected | Stillwater | Protected Data | Protected Data | Protected Data | Residential | Solar* Rewards | 2018 | 2019 | n/a
Xcel Energy | 85 | 13781 | IOU | OID3537418 | 2.9 | Solar |  |  | Interconnected | Minneapolis | Protected Data | Protected Data | Protected Data | Residential | Solar* Rewards | 2018 | 2019 | n/a
Xcel Energy | 85 | 13781 | IOU | OID3537422 | 7.25 | Solar |  |  | Interconnected | Minneapolis | Protected Data | Protected Data | Protected Data | Residential | Solar* Rewards | 2018 | 2019 | n/a
Xcel Energy | 85 | 13781 | IOU | OID3538242 | 7.25 | Solar |  | X | Interconnected | Minneapolis | Protected Data | Protected Data | Protected Data | Residential | Solar* Rewards | 2018 | 2020 | n/a
Xcel Energy | 85 | 13781 | IOU | OID3538566 | 3.12 | Solar |  |  | Interconnected | Eden Prairie | Protected Data | Protected Data | Protected Data | Residential | Solar* Rewards | 2018 | 2019 | n/a
Xcel Energy | 85 | 13781 | IOU | OID3539679 | 2.962 | Solar |  |  | Interconnected | Crystal | Protected Data | Protected Data | Protected Data | Residential | Made In MN | 2018 | 2018 | n/a
Xcel Energy | 85 | 13781 | IOU | OID3541328 | 29.02 | Solar |  |  | Interconnected | Minneapolis | Protected Data | Protected Data | Protected Data | Commercial | Solar* Rewards | 2018 | 2019 | n/a
Xcel Energy | 85 | 13781 | IOU | OID3541772 | 11.31 | Solar |  |  | Interconnected | Saint Michael | Protected Data | Protected Data | Protected Data | Residential | Solar* Rewards | 2018 | 2019 | n/a
Xcel Energy | 85 | 13781 | IOU | OID3541823 | 6 | Solar |  |  | Interconnected | Roseville | Protected Data | Protected Data | Protected Data | Residential | Solar* Rewards | 2018 | 2018 | n/a
Xcel Energy | 85 | 13781 | IOU | OID3542487 | 4.08 | Solar |  |  | Interconnected | Minneapolis | Protected Data | Protected Data | Protected Data | Residential | Solar* Rewards | 2018 | 2019 | n/a
Xcel Energy | 85 | 13781 | IOU | OID3543348 | 5.76 | Solar |  |  | Interconnected | Oakdale | Protected Data | Protected Data | Protected Data | Residential | Solar* Rewards | 2018 | 2019 | n/a
Xcel Energy | 85 | 13781 | IOU | OID3543367 | 38.02 | Solar |  |  | Interconnected | Goodhue | Protected Data | Protected Data | Protected Data | Commercial | Solar* Rewards | 2018 | 2019 | n/a
Xcel Energy | 85 | 13781 | IOU | OID3543871 | 9.994 | Solar |  |  | Interconnected | Cottage Grove | Protected Data | Protected Data | Protected Data | Residential | Solar* Rewards | 2018 | 2019 | n/a
Xcel Energy | 85 | 13781 | IOU | OID3544361 | 9.994 | Solar |  |  | Interconnected | Saint Cloud | Protected Data | Protected Data | Protected Data | Commercial | n/a | 2018 | 2019 | n/a
Xcel Energy | 85 | 13781 | IOU | OID3544465 | 8.7 | Solar |  | X | Interconnected | Rogers | Protected Data | Protected Data | Protected Data | Residential | Solar* Rewards | 2018 | 2019 | n/a
Xcel Energy | 85 | 13781 | IOU | OID3544482 | 3.19 | Solar |  |  | Interconnected | North Mankato | Protected Data | Protected Data | Protected Data | Residential | Solar* Rewards | 2018 | 2019 | n/a
Xcel Energy | 85 | 13781 | IOU | OID3544531 | 7.54 | Solar |  |  | Interconnected | Albertville | Protected Data | Protected Data | Protected Data | Residential | Solar* Rewards | 2018 | 2019 | n/a
Xcel Energy | 85 | 13781 | IOU | OID3544602 | 5.12 | Solar |  |  | Interconnected | Mankato | Protected Data | Protected Data | Protected Data | Residential | Solar* Rewards | 2018 | 2018 | n/a
Xcel Energy | 85 | 13781 | IOU | OID3545191 | 6.72 | Solar |  |  | Interconnected | Plymouth | Protected Data | Protected Data | Protected Data | Residential | Solar* Rewards | 2018 | 2019 | n/a
Xcel Energy | 85 | 13781 | IOU | OID3546711 | 4.08 | Solar |  |  | Interconnected | Bloomington | Protected Data | Protected Data | Protected Data | Residential | Solar* Rewards | 2018 | 2019 | n/a
Xcel Energy | 85 | 13781 | IOU | OID3546722 | 7.616 | Solar |  |  | Interconnected | Minneapolis | Protected Data | Protected Data | Protected Data | Residential | Solar* Rewards | 2018 | 2018 | n/a
Xcel Energy | 85 | 13781 | IOU | OID3546833 | 17.495 | Solar |  |  | Interconnected | Lakeville | Protected Data | Protected Data | Protected Data | Commercial | Solar* Rewards | 2018 | 2019 | n/a
Xcel Energy | 85 | 13781 | IOU | OID3547209 | 3.48 | Solar |  |  | Interconnected | Minneapolis | Protected Data | Protected Data | Protected Data | Residential | Solar* Rewards | 2018 | 2019 | n/a
Xcel Energy | 85 | 13781 | IOU | OID3547351 | 9.94 | Solar |  |  | Interconnected | Stillwater | Protected Data | Protected Data | Protected Data | Residential | Solar* Rewards | 2018 | 2018 | n/a
Xcel Energy | 85 | 13781 | IOU | OID3547352 | 7.616 | Solar |  |  | Interconnected | Eden Prairie | Protected Data | Protected Data | Protected Data | Residential | Solar* Rewards | 2018 | 2019 | n/a
Xcel Energy | 85 | 13781 | IOU | OID3547356 | 5 | Solar |  |  | Interconnected | Minneapolis | Protected Data | Protected Data | Protected Data | Residential | Solar* Rewards | 2018 | 2019 | n/a
Xcel Energy | 85 | 13781 | IOU | OID3547358 | 11.39 | Solar |  |  | Interconnected | Golden Valley | Protected Data | Protected Data | Protected Data | Residential | Solar* Rewards | 2018 | 2019 | n/a
Xcel Energy | 85 | 13781 | IOU | OID3547943 | 3.3 | Solar |  |  | Interconnected | Woodbury | Protected Data | Protected Data | Protected Data | Residential | Solar* Rewards | 2018 | 2019 | n/a
Xcel Energy | 85 | 13781 | IOU | OID3548031 | 6.67 | Solar |  |  | Interconnected | Minneapolis | Protected Data | Protected Data | Protected Data | Residential | Solar* Rewards | 2018 | 2019 | n/a
Xcel Energy | 85 | 13781 | IOU | OID3550196 | 6.67 | Solar |  |  | Interconnected | Minneapolis | Protected Data | Protected Data | Protected Data | Commercial | Solar* Rewards | 2018 | 2020 | n/a
Xcel Energy | 85 | 13781 | IOU | OID3550584 | 11.39 | Solar |  |  | Interconnected | Saint Louis Park | Protected Data | Protected Data | Protected Data | Residential | Solar* Rewards | 2018 | 2018 | n/a
Xcel Energy | 85 | 13781 | IOU | OID3551368 | 2.962 | Solar |  |  | Interconnected | Mankato | Protected Data | Protected Data | Protected Data | Residential | Solar* Rewards | 2018 | 2019 | n/a
Xcel Energy | 85 | 13781 | IOU | OID3551392 | 7.54 | Solar |  |  | Interconnected | Stillwater | Protected Data | Protected Data | Protected Data | Residential | Solar* Rewards | 2018 | 2019 | n/a
Xcel Energy | 85 | 13781 | IOU | OID3551402 | 5.8 | Solar |  |  | Interconnected | Winona | Protected Data | Protected Data | Protected Data | Residential | Solar* Rewards | 2018 | 2019 | n/a
Xcel Energy | 85 | 13781 | IOU | OID3551438 | 2.61 | Solar |  |  | Interconnected | Minneapolis | Protected Data | Protected Data | Protected Data | Residential | Solar* Rewards | 2018 | 2019 | n/a
Xcel Energy | 85 | 13781 | IOU | OID3551714 | 7.616 | Solar |  |  | Interconnected | Minneapolis | Protected Data | Protected Data | Protected Data | Residential | Solar* Rewards | 2018 | 2019 | n/a
Xcel Energy | 85 | 13781 | IOU | OID3555265 | 39.998 | Solar |  |  | Interconnected | Minneapolis | Protected Data | Protected Data | Protected Data | Commercial | Solar* Rewards | 2018 | 2018 | n/a
Xcel Energy | 85 | 13781 | IOU | OID3555383 | 7.616 | Solar |  | X | Interconnected | Shoreview | Protected Data | Protected Data | Protected Data | Residential | Solar* Rewards | 2018 | 2020 | n/a
Xcel Energy | 85 | 13781 | IOU | OID3555406 | 4.06 | Solar |  |  | Interconnected | Minneapolis | Protected Data | Protected Data | Protected Data | Residential | Solar* Rewards | 2018 | 2019 | n/a
Xcel Energy | 85 | 13781 | IOU | OID3555421 | 9.994 | Solar |  |  | Interconnected | Burnsville | Protected Data | Protected Data | Protected Data | Residential | Solar* Rewards | 2018 | 2019 | n/a
Xcel Energy | 85 | 13781 | IOU | OID3556250 | 6 | Solar |  |  | Interconnected | Minneapolis | Protected Data | Protected Data | Protected Data | Residential | Solar* Rewards | 2018 | 2019 | n/a
Xcel Energy | 85 | 13781 | IOU | OID3556314 | 5.52 | Solar |  |  | Interconnected | Saint Paul | Protected Data | Protected Data | Protected Data | Residential | Solar* Rewards | 2018 | 2019 | n/a
Xcel Energy | 85 | 13781 | IOU | OID3556353 | 5.22 | Solar |  |  | Interconnected | Edina | Protected Data | Protected Data | Protected Data | Residential | Solar* Rewards | 2018 | 2019 | n/a
Xcel Energy | 85 | 13781 | IOU | OID3556396 | 4.8 | Solar |  |  | Interconnected | Bloomington | Protected Data | Protected Data | Protected Data | Residential | Solar* Rewards | 2018 | 2019 | n/a
Xcel Energy | 85 | 13781 | IOU | OID3556414 | 12.18 | Solar |  |  | Interconnected | Woodbury | Protected Data | Protected Data | Protected Data | Residential | Solar* Rewards | 2018 | 2019 | n/a
Xcel Energy | 85 | 13781 | IOU | OID3556431 | 15.232 | Solar |  | X | Interconnected | Mazeppa | Protected Data | Protected Data | Protected Data | Residential | Solar* Rewards | 2018 | 2019 | n/a
Xcel Energy | 85 | 13781 | IOU | OID3556767 | 7.54 | Solar |  |  | Interconnected | Forest Lake | Protected Data | Protected Data | Protected Data | Residential | Solar* Rewards | 2018 | 2019 | n/a
Xcel Energy | 85 | 13781 | IOU | OID3557809 | 6.72 | Solar |  |  | Interconnected | Hugo | Protected Data | Protected Data | Protected Data | Residential | Solar* Rewards | 2018 | 2019 | n/a
Xcel Energy | 85 | 13781 | IOU | OID3557948 | 5.22 | Solar |  |  | Interconnected | Minneapolis | Protected Data | Protected Data | Protected Data | Residential | Solar* Rewards | 2018 | 2019 | n/a
Xcel Energy | 85 | 13781 | IOU | OID3558169 | 13.616 | Solar |  |  | Interconnected | Chisago City | Protected Data | Protected Data | Protected Data | Residential | Solar* Rewards | 2018 | 2019 | n/a
Xcel Energy | 85 | 13781 | IOU | OID3558322 | 6.09 | Solar |  |  | Interconnected | Savage | Protected Data | Protected Data | Protected Data | Residential | Solar* Rewards | 2018 | 2019 | n/a
Xcel Energy | 85 | 13781 | IOU | OID3558809 | 5.52 | Solar |  |  | Interconnected | Saint Paul | Protected Data | Protected Data | Protected Data | Residential | Solar* Rewards | 2018 | 2019 | n/a
Xcel Energy | 85 | 13781 | IOU | OID3558900 | 7.2 | Solar |  |  | Interconnected | Minneapolis | Protected Data | Protected Data | Protected Data | Residential | Solar* Rewards | 2018 | 2019 | n/a
Xcel Energy | 85 | 13781 | IOU | OID3561713 | 7.616 | Solar |  |  | Interconnected | Chanhassen | Protected Data | Protected Data | Protected Data | Residential | Solar* Rewards | 2018 | 2019 | n/a
Xcel Energy | 85 | 13781 | IOU | OID3561781 | 6.38 | Solar |  |  | Interconnected | Saint Paul | Protected Data | Protected Data | Protected Data | Residential | Solar* Rewards | 2018 | 2019 | n/a
Xcel Energy | 85 | 13781 | IOU | OID3561831 | 9.94 | Solar |  |  | Interconnected | Stillwater | Protected Data | Protected Data | Protected Data | Residential | Solar* Rewards | 2018 | 2019 | n/a
Xcel Energy | 85 | 13781 | IOU | OID3563139 | 9.94 | Solar |  |  | Interconnected | Saint Paul | Protected Data | Protected Data | Protected Data | Residential | n/a | 2018 | 2019 | n/a
Xcel Energy | 85 | 13781 | IOU | OID3565499 | 6.72 | Solar |  |  | Interconnected | New Brighton | Protected Data | Protected Data | Protected Data | Residential | Solar* Rewards | 2018 | 2019 | n/a
Xcel Energy | 85 | 13781 | IOU | OID3565529 | 3.747 | Solar |  |  | Interconnected | Minnetonka | Protected Data | Protected Data | Protected Data | Residential | Solar* Rewards | 2018 | 2019 | n/a
Xcel Energy | 85 | 13781 | IOU | OID3565548 | 6 | Solar |  |  | Interconnected | Minnetonka | Protected Data | Protected Data | Protected Data | Residential | Solar* Rewards | 2018 | 2019 | n/a
Xcel Energy | 85 | 13781 | IOU | OID3565893 | 133.2 | Solar |  |  | Interconnected | Brooklyn Park | Protected Data | Protected Data | Protected Data | Commercial | n/a | 2018 | 2019 | n/a
Xcel Energy | 85 | 13781 | IOU | OID3566128 | 7.625 | Solar |  |  | Interconnected | Minneapolis | Protected Data | Protected Data | Protected Data | Residential | Solar* Rewards | 2018 | 2019 | n/a
Xcel Energy | 85 | 13781 | IOU | OID3566367 | 35.67 | Solar |  |  | Interconnected | Maplewood | Protected Data | Protected Data | Protected Data | Commercial | Solar* Rewards | 2018 | 2019 | n/a
Xcel Energy | 85 | 13781 | IOU | OID3566417 | 26.32 | Solar |  |  | Interconnected | Saint Paul | Protected Data | Protected Data | Protected Data | Commercial | Solar* Rewards | 2018 | 2019 | n/a
Xcel Energy | 85 | 13781 | IOU | OID3568545 | 9.994 | Solar |  |  | Interconnected | Vadnais Heights | Protected Data | Protected Data | Protected Data | Residential | Solar* Rewards | 2018 | 2019 | n/a
Xcel Energy | 85 | 13781 | IOU | OID3569626 | 15.246 | Solar |  |  | Interconnected | Arden Hills | Protected Data | Protected Data | Protected Data | Residential | Solar* Rewards | 2018 | 2019 | n/a
Xcel Energy | 85 | 13781 | IOU | OID3569630 | 6.96 | Solar |  |  | Interconnected | South Saint Paul | Protected Data | Protected Data | Protected Data | Residential | Solar* Rewards | 2018 | 2019 | n/a
Xcel Energy | 85 | 13781 | IOU | OID3569631 | 6.96 | Solar |  |  | Interconnected | Chanhassen | Protected Data | Protected Data | Protected Data | Residential | Solar* Rewards | 2018 | 2019 | n/a
Xcel Energy | 85 | 13781 | IOU | OID3569632 | 11.89 | Solar |  |  | Interconnected | Farmington | Protected Data | Protected Data | Protected Data | Residential | Solar* Rewards | 2018 | 2019 | n/a
Xcel Energy | 85 | 13781 | IOU | OID3569633 | 6.09 | Solar |  |  | Interconnected | Saint Louis Park | Protected Data | Protected Data | Protected Data | Residential | Solar* Rewards | 2018 | 2019 | n/a
Xcel Energy | 85 | 13781 | IOU | OID3569841 | 99.9 | Solar |  |  | Interconnected | Eden Prairie | Protected Data | Protected Data | Protected Data | Commercial | n/a | 2018 | 2018 | n/a
Xcel Energy | 85 | 13781 | IOU | OID3569864 | 99.9 | Solar |  |  | Interconnected | Eden Prairie | Protected Data | Protected Data | Protected Data | Commercial | n/a | 2018 | 2019 | n/a
Xcel Energy | 85 | 13781 | IOU | OID3569884 | 4.8 | Solar |  |  | Interconnected | Plymouth | Protected Data | Protected Data | Protected Data | Residential | Solar* Rewards | 2018 | 2019 | n/a
Xcel Energy | 85 | 13781 | IOU | OID3569909 | 366.3 | Solar |  |  | Interconnected | Eden Prairie | Protected Data | Protected Data | Protected Data | Commercial | n/a | 2018 | 2018 | n/a
Xcel Energy | 85 | 13781 | IOU | OID3569993 | 11.55 | Solar |  |  | Interconnected | Buffalo | Protected Data | Protected Data | Protected Data | Residential | Solar* Rewards | 2018 | 2019 | n/a
Xcel Energy | 85 | 13781 | IOU | OID3570295 | 8.64 | Solar |  |  | Interconnected | Plymouth | Protected Data | Protected Data | Protected Data | Residential | Solar* Rewards | 2018 | 2019 | n/a
Xcel Energy | 85 | 13781 | IOU | OID3570326 | 7.68 | Solar |  |  | Interconnected | Mound | Protected Data | Protected Data | Protected Data | Residential | Solar* Rewards | 2018 | 2019 | n/a
Xcel Energy | 85 | 13781 | IOU | OID3571774 | 14.51 | Solar |  |  | Interconnected | Minneapolis | Protected Data | Protected Data | Protected Data | Commercial | Solar* Rewards | 2018 | 2019 | n/a
Xcel Energy | 85 | 13781 | IOU | OID3572485 | 5 | Solar |  |  | Interconnected | Watkins | Protected Data | Protected Data | Protected Data | Residential | Made In MN | 2018 | 2019 | n/a
Xcel Energy | 85 | 13781 | IOU | OID3572568 | 240 | Solar |  |  | Interconnected | Minneapolis | Protected Data | Protected Data | Protected Data | Commercial | n/a | 2018 | 2019 | n/a
Xcel Energy | 85 | 13781 | IOU | OID3572729 | 3.64 | Solar |  |  | Interconnected | Minnetonka | Protected Data | Protected Data | Protected Data | Residential | Solar* Rewards | 2018 | 2019 | n/a
Xcel Energy | 85 | 13781 | IOU | OID3572985 | 3.6 | Solar |  |  | Interconnected | Saint Paul Park | Protected Data | Protected Data | Protected Data | Residential | Solar* Rewards | 2018 | 2019 | n/a
Xcel Energy | 85 | 13781 | IOU | OID3573053 | 7.63 | Solar |  |  | Interconnected | Warsaw | Protected Data | Protected Data | Protected Data | Residential | Solar* Rewards | 2018 | 2019 | n/a
Xcel Energy | 85 | 13781 | IOU | OID3573745 | 7.63 | Solar |  |  | Interconnected | Minneapolis | Protected Data | Protected Data | Protected Data | Commercial | n/a | 2018 | 2019 | n/a
Xcel Energy | 85 | 13781 | IOU | OID3574342 | 6.24 | Solar |  |  | Interconnected | Saint Joseph | Protected Data | Protected Data | Protected Data | Residential | Solar* Rewards | 2018 | 2019 | n/a
Xcel Energy | 85 | 13781 | IOU | OID3574500 | 6.72 | Solar |  |  | Interconnected | Prior Lake | Protected Data | Protected Data | Protected Data | Residential | Solar* Rewards | 2018 | 2019 | n/a
Xcel Energy | 85 | 13781 | IOU | OID3574648 | 5.22 | Solar |  |  | Interconnected | Minneapolis | Protected Data | Protected Data | Protected Data | Residential | Solar* Rewards | 2018 | 2019 | n/a
Xcel Energy | 85 | 13781 | IOU | OID3574785 | 2.64 | Solar |  |  | Interconnected | White Bear Lake | Protected Data | Protected Data | Protected Data | Residential | Solar* Rewards | 2018 | 2019 | n/a
Xcel Energy | 85 | 13781 | IOU | OID3577778 | 5 | Solar |  |  | Interconnected | Minneapolis | Protected Data | Protected Data | Protected Data | Residential | Solar* Rewards | 2018 | 2019 | n/a
Xcel Energy | 85 | 13781 | IOU | OID3577779 | 4.32 | Solar |  |  | Interconnected | Roseville | Protected Data | Protected Data | Protected Data | Residential | Solar* Rewards | 2018 | 2019 | n/a
Xcel Energy | 85 | 13781 | IOU | OID3577780 | 4.64 | Solar |  |  | Interconnected | Saint Paul | Protected Data | Protected Data | Protected Data | Residential | Solar* Rewards | 2018 | 2019 | n/a
Xcel Energy | 85 | 13781 | IOU | OID3578008 | 1.68 | Solar |  |  | Interconnected | Minneapolis | Protected Data | Protected Data | Protected Data | Residential | Solar* Rewards | 2018 | 2019 | n/a
Xcel Energy | 85 | 13781 | IOU | OID3578684 | 9.994 | Solar |  |  | Interconnected | Minneapolis | Protected Data | Protected Data | Protected Data | Residential | Solar* Rewards | 2018 | 2019 | n/a
Xcel Energy | 85 | 13781 | IOU | OID3578836 | 33.3 | Solar |  |  | Interconnected | Saint Paul | Protected Data | Protected Data | Protected Data | Commercial | Made In MN | 2018 | 2019 | n/a
Xcel Energy | 85 | 13781 | IOU | OID3578993 | 33.3 | Solar |  |  | Interconnected | Saint Paul | Protected Data | Protected Data | Protected Data | Commercial | Made In MN | 2018 | 2019 | n/a
Xcel Energy | 85 | 13781 | IOU | OID3579028 | 36 | Solar |  |  | Interconnected | West Saint Paul | Protected Data | Protected Data | Protected Data | Commercial | Made In MN | 2018 | 2019 | n/a
Xcel Energy | 85 | 13781 | IOU | OID3579483 | 6.48 | Solar |  |  | Interconnected | Chisago City | Protected Data | Protected Data | Protected Data | Residential | Solar* Rewards | 2018 | 2019 | n/a
Xcel Energy | 85 | 13781 | IOU | OID3579511 | 5.51 | Solar |  |  | Interconnected | Stillwater | Protected Data | Protected Data | Protected Data | Residential | Solar* Rewards | 2018 | 2019 | n/a
Xcel Energy | 85 | 13781 | IOU | OID3579536 | 19.999 | Solar |  |  | Interconnected | Minneapolis | Protected Data | Protected Data | Protected Data | Commercial | Solar* Rewards | 2018 | 2019 | n/a
Xcel Energy | 85 | 13781 | IOU | OID3580217 | 4.06 | Solar |  |  | Interconnected | Minneapolis | Protected Data | Protected Data | Protected Data | Residential | Solar* Rewards | 2018 | 2019 | n/a
Xcel Energy | 85 | 13781 | IOU | OID3580351 | 12.48 | Solar |  |  | Interconnected | Center City | Protected Data | Protected Data | Protected Data | Residential | Solar* Rewards | 2018 | 2019 | n/a
Xcel Energy | 85 | 13781 | IOU | OID3580379 | 6 | Solar |  |  | Interconnected | Eden Prairie | Protected Data | Protected Data | Protected Data | Residential | Solar* Rewards | 2018 | 2019 | n/a
Xcel Energy | 85 | 13781 | IOU | OID3580386 | 8.16 | Solar |  |  | Interconnected | Robbinsdale | Protected Data | Protected Data | Protected Data | Residential | Solar* Rewards | 2018 | 2019 | n/a
Xcel Energy | 85 | 13781 | IOU | OID3581337 | 12.48 | Solar |  |  | Interconnected | West Saint Paul | Protected Data | Protected Data | Protected Data | Residential | Solar* Rewards | 2018 | 2019 | n/a
Xcel Energy | 85 | 13781 | IOU | OID3581410 | 3.84 | Solar |  |  | Interconnected | Stillwater | Protected Data | Protected Data | Protected Data | Residential | Solar* Rewards | 2018 | 2019 | n/a
Xcel Energy | 85 | 13781 | IOU | OID3581493 | 16.53 | Solar |  |  | Interconnected | Saint Paul | Protected Data | Protected Data | Protected Data | Commercial | Solar* Rewards | 2018 | 2019 | n/a
Xcel Energy | 85 | 13781 | IOU | OID3581784 | 6 | Solar |  |  | Interconnected | Faribault | Protected Data | Protected Data | Protected Data | Residential | Solar* Rewards | 2018 | 2019 | n/a
Xcel Energy | 85 | 13781 | IOU | OID3582521 | 3.77 | Solar |  |  | Interconnected | Minneapolis | Protected Data | Protected Data | Protected Data | Residential | Solar* Rewards | 2018 | 2019 | n/a
Xcel Energy | 85 | 13781 | IOU | OID3582522 | 2.64 | Solar |  |  | Interconnected | Saint Paul | Protected Data | Protected Data | Protected Data | Residential | Solar* Rewards | 2018 | 2019 | n/a
Xcel Energy | 85 | 13781 | IOU | OID3582524 | 4.32 | Solar |  |  | Interconnected | Mahtomedi | Protected Data | Protected Data | Protected Data | Residential | Solar* Rewards | 2018 | 2019 | n/a
Xcel Energy | 85 | 13781 | IOU | OID3582525 | 3.48 | Solar |  |  | Interconnected | Stillwater | Protected Data | Protected Data | Protected Data | Residential | Solar* Rewards | 2018 | 2019 | n/a
Xcel Energy | 85 | 13781 | IOU | OID3582840 | 4.93 | Solar |  |  | Interconnected | Minneapolis | Protected Data | Protected Data | Protected Data | Residential | Solar* Rewards | 2018 | 2019 | n/a
Xcel Energy | 85 | 13781 | IOU | OID3583077 | 7.616 | Solar |  |  | Interconnected | Saint Paul | Protected Data | Protected Data | Protected Data | Residential | Solar* Rewards | 2018 | 2019 | n/a
Xcel Energy | 85 | 13781 | IOU | OID3583094 | 5 | Solar |  |  | Interconnected | Minneapolis | Protected Data | Protected Data | Protected Data | Residential | Solar* Rewards | 2018 | 2019 | n/a
Xcel Energy | 85 | 13781 | IOU | OID3583098 | 7.616 | Solar |  |  | Interconnected | Minneapolis | Protected Data | Protected Data | Protected Data | Residential | Solar* Rewards | 2018 | 2019 | n/a
Xcel Energy | 85 | 13781 | IOU | OID3583104 | 7.616 | Solar |  |  | Interconnected | Saint Paul | Protected Data | Protected Data | Protected Data | Residential | Solar* Rewards | 2018 | 2019 | n/a
Xcel Energy | 85 | 13781 | IOU | OID3583258 | 7.616 | Solar |  |  | Interconnected | Oakdale | Protected Data | Protected Data | Protected Data | Residential | Solar* Rewards | 2018 | 2019 | n/a
Xcel Energy | 85 | 13781 | IOU | OID3583259 | 6 | Solar |  |  | Interconnected | Minneapolis | Protected Data | Protected Data | Protected Data | Residential | Solar* Rewards | 2018 | 2019 | n/a
Xcel Energy | 85 | 13781 | IOU | OID3583273 | 5 | Solar |  |  | Interconnected | Minneapolis | Protected Data | Protected Data | Protected Data | Residential | Solar* Rewards | 2018 | 2019 | n/a
Xcel Energy | 85 | 13781 | IOU | OID3583451 | 5 | Solar |  |  | Interconnected | Edina | Protected Data | Protected Data | Protected Data | Residential | Solar* Rewards | 2018 | 2020 | n/a
Xcel Energy | 85 | 13781 | IOU | OID3583830 | 6.72 | Solar |  |  | Interconnected | Minneapolis | Protected Data | Protected Data | Protected Data | Residential | Solar* Rewards | 2018 | 2019 | n/a
Xcel Energy | 85 | 13781 | IOU | OID3583839 | 9.994 | Solar |  |  | Interconnected | North Oaks | Protected Data | Protected Data | Protected Data | Residential | Solar* Rewards | 2018 | 2019 | n/a
Xcel Energy | 85 | 13781 | IOU | OID3583944 | 5.04 | Solar |  |  | Interconnected | Mahtomedi | Protected Data | Protected Data | Protected Data | Residential | Solar* Rewards | 2018 | 2019 | n/a
Xcel Energy | 85 | 13781 | IOU | OID3584131 | 2.962 | Solar |  |  | Interconnected | Minneapolis | Protected Data | Protected Data | Protected Data | Residential | Solar* Rewards | 2018 | 2019 | n/a
Xcel Energy | 85 | 13781 | IOU | OID3584169 | 5.28 | Solar |  |  | Interconnected | Minneapolis | Protected Data | Protected Data | Protected Data | Residential | Solar* Rewards | 2018 | 2019 | n/a
Xcel Energy | 85 | 13781 | IOU | OID3584475 | 6.72 | Solar |  |  | Interconnected | Richfield | Protected Data | Protected Data | Protected Data | Residential | Solar* Rewards | 2018 | 2019 | n/a
Xcel Energy | 85 | 13781 | IOU | OID3584492 | 2.61 | Solar |  |  | Interconnected | Minneapolis | Protected Data | Protected Data | Protected Data | Residential | Solar* Rewards | 2018 | 2019 | n/a
Xcel Energy | 85 | 13781 | IOU | OID3584586 | 7.616 | Solar |  |  | Interconnected | Minneapolis | Protected Data | Protected Data | Protected Data | Residential | Solar* Rewards | 2018 | 2019 | n/a
Xcel Energy | 85 | 13781 | IOU | OID3584616 | 7.616 | Solar |  |  | Interconnected | Tonka Bay | Protected Data | Protected Data | Protected Data | Residential | Solar* Rewards | 2018 | 2019 | n/a
Xcel Energy | 85 | 13781 | IOU | OID3584658 | 6 | Solar |  |  | Interconnected | Brooklyn Park | Protected Data | Protected Data | Protected Data | Residential | Solar* Rewards | 2018 | 2019 | n/a
Xcel Energy | 85 | 13781 | IOU | OID3585317 | 3.747 | Solar |  |  | Interconnected | Minneapolis | Protected Data | Protected Data | Protected Data | Residential | Solar* Rewards | 2018 | 2019 | n/a
Xcel Energy | 85 | 13781 | IOU | OID3587251 | 3.48 | Solar |  |  | Interconnected | Saint Paul | Protected Data | Protected Data | Protected Data | Residential | Solar* Rewards | 2018 | 2019 | n/a
Xcel Energy | 85 | 13781 | IOU | OID3587819 | 7.44 | Solar |  |  | Interconnected | Eagan | Protected Data | Protected Data | Protected Data | Residential | Solar* Rewards | 2018 | 2019 | n/a
Xcel Energy | 85 | 13781 | IOU | OID3589089 | 3.48 | Solar |  |  | Interconnected | Saint Paul | Protected Data | Protected Data | Protected Data | Residential | Solar* Rewards | 2018 | 2019 | n/a
Xcel Energy | 85 | 13781 | IOU | OID3589094 | 3.48 | Solar |  |  | Interconnected | Minnetonka | Protected Data | Protected Data | Protected Data | Residential | Solar* Rewards | 2018 | 2019 | n/a
Xcel Energy | 85 | 13781 | IOU | OID3589117 | 5.28 | Solar |  |  | Interconnected | Mahtomedi | Protected Data | Protected Data | Protected Data | Residential | Solar* Rewards | 2018 | 2019 | n/a
Xcel Energy | 85 | 13781 | IOU | OID3589131 | 3.747 | Solar |  |  | Interconnected | Eden Prairie | Protected Data | Protected Data | Protected Data | Residential | Solar* Rewards | 2018 | 2019 | n/a
Xcel Energy | 85 | 13781 | IOU | OID3589513 | 39.998 | Solar |  |  | Interconnected | Roseville | Protected Data | Protected Data | Protected Data | Commercial | Solar* Rewards | 2018 | 2019 | n/a
Xcel Energy | 85 | 13781 | IOU | OID3589529 | 5.04 | Solar |  |  | Interconnected | Stillwater | Protected Data | Protected Data | Protected Data | Residential | Solar* Rewards | 2018 | 2019 | n/a
Xcel Energy | 85 | 13781 | IOU | OID3589651 | 8.16 | Solar |  |  | Interconnected | Golden Valley | Protected Data | Protected Data | Protected Data | Residential | Solar* Rewards | 2018 | 2019 | n/a
Xcel Energy | 85 | 13781 | IOU | OID3589666 | 7.2 | Solar |  |  | Interconnected | Stillwater | Protected Data | Protected Data | Protected Data | Residential | Solar* Rewards | 2018 | 2019 | n/a
Xcel Energy | 85 | 13781 | IOU | OID3589695 | 7.68 | Solar |  |  | Interconnected | Mahtomedi | Protected Data | Protected Data | Protected Data | Residential | Solar* Rewards | 2018 | 2019 | n/a
Xcel Energy | 85 | 13781 | IOU | OID3589797 | 3.36 | Solar |  |  | Interconnected | Shoreview | Protected Data | Protected Data | Protected Data | Residential | Solar* Rewards | 2018 | 2019 | n/a
Xcel Energy | 85 | 13781 | IOU | OID3589870 | 11.39 | Solar |  |  | Interconnected | Eden Prairie | Protected Data | Protected Data | Protected Data | Residential | Solar* Rewards | 2018 | 2019 | n/a
Xcel Energy | 85 | 13781 | IOU | OID3590449 | 9.994 | Solar |  |  | Interconnected | Spring Lake Park | Protected Data | Protected Data | Protected Data | Residential | Solar* Rewards | 2018 | 2019 | n/a
Xcel Energy | 85 | 13781 | IOU | OID3590520 | 27.59 | Solar |  |  | Interconnected | Renville | Protected Data | Protected Data | Protected Data | Residential | Solar* Rewards | 2018 | 2020 | n/a
Xcel Energy | 85 | 13781 | IOU | OID3590601 | 4.32 | Solar |  |  | Interconnected | Saint Paul | Protected Data | Protected Data | Protected Data | Commercial | Solar* Rewards | 2018 | 2019 | n/a
Xcel Energy | 85 | 13781 | IOU | OID3590700 | 17.69 | Solar |  |  | Interconnected | Faribault | Protected Data | Protected Data | Protected Data | Commercial | Solar* Rewards | 2018 | 2019 | n/a
Xcel Energy | 85 | 13781 | IOU | OID3590875 | 33.3 | Solar |  |  | Interconnected | Saint Paul | Protected Data | Protected Data | Protected Data | Commercial | Solar* Rewards | 2018 | 2019 | n/a
Xcel Energy | 85 | 13781 | IOU | OID3591138 | 2.962 | Solar |  |  | Interconnected | Minneapolis | Protected Data | Protected Data | Protected Data | Residential | Solar* Rewards | 2018 | 2019 | n/a
Xcel Energy | 85 | 13781 | IOU | OID3591390 | 7.63 | Solar |  |  | Interconnected | Edina | Protected Data | Protected Data | Protected Data | Residential | Solar* Rewards | 2018 | 2019 | n/a
Xcel Energy | 85 | 13781 | IOU | OID3591721 | 7.6 | Solar |  |  | Interconnected | Lake Elmo | Protected Data | Protected Data | Protected Data | Residential | Solar* Rewards | 2018 | 2019 | n/a
Xcel Energy | 85 | 13781 | IOU | OID3595141 | 11.39 | Solar |  |  | Interconnected | Minneapolis | Protected Data | Protected Data | Protected Data | Commercial | Solar* Rewards | 2018 | 2019 | n/a
Xcel Energy | 85 | 13781 | IOU | OID3595891 | 7.616 | Solar |  |  | Interconnected | Lino Lakes | Protected Data | Protected Data | Protected Data | Residential | Solar* Rewards | 2018 | 2019 | n/a
Xcel Energy | 85 | 13781 | IOU | OID3595999 | 3.84 | Solar |  |  | Interconnected | Minneapolis | Protected Data | Protected Data | Protected Data | Residential | Solar* Rewards | 2018 | 2019 | n/a
Xcel Energy | 85 | 13781 | IOU | OID3596023 | 17.565 | Solar |  |  | Interconnected | Columbia Heights | Protected Data | Protected Data | Protected Data | Commercial | Solar* Rewards | 2018 | 2019 | n/a
Xcel Energy | 85 | 13781 | IOU | OID3596040 | 9.994 | Solar |  |  | Interconnected | Woodbury | Protected Data | Protected Data | Protected Data | Residential | Solar* Rewards | 2018 | 2019 | n/a
Xcel Energy | 85 | 13781 | IOU | OID3596109 | 39.998 | Solar |  |  | Interconnected | La Crescent | Protected Data | Protected Data | Protected Data | Commercial | Solar* Rewards | 2018 | 2018 | n/a
Xcel Energy | 85 | 13781 | IOU | OID3596110 | 39.998 | Solar |  |  | Interconnected | La Crescent | Protected Data | Protected Data | Protected Data | Commercial | Solar* Rewards | 2018 | 2019 | n/a
Xcel Energy | 85 | 13781 | IOU | OID3596117 | 7.616 | Solar |  |  | Interconnected | Lake Elmo | Protected Data | Protected Data | Protected Data | Residential | Solar* Rewards | 2018 | 2019 | n/a
Xcel Energy | 85 | 13781 | IOU | OID3596118 | 15.232 | Solar |  |  | Interconnected | Edina | Protected Data | Protected Data | Protected Data | Residential | Solar* Rewards | 2018 | 2019 | n/a
Xcel Energy | 85 | 13781 | IOU | OID3596336 | 7.616 | Solar |  |  | Interconnected | Minneapolis | Protected Data | Protected Data | Protected Data | Residential | Solar* Rewards | 2018 | 2019 | n/a
Xcel Energy | 85 | 13781 | IOU | OID3596420 | 6 | Solar |  |  | Interconnected | Saint Louis Park | Protected Data | Protected Data | Protected Data | Residential | Solar* Rewards | 2018 | 2019 | n/a
Xcel Energy | 85 | 13781 | IOU | OID3596426 | 6 | Solar |  |  | Interconnected | Minneapolis | Protected Data | Protected Data | Protected Data | Residential | Solar* Rewards | 2018 | 2019 | n/a
Xcel Energy | 85 | 13781 | IOU | OID3597205 | 9.994 | Solar |  |  | Interconnected | Lino Lakes | Protected Data | Protected Data | Protected Data | Residential | Solar* Rewards | 2018 | 2019 | n/a
Xcel Energy | 85 | 13781 | IOU | OID3597306 | 11.39 | Solar |  |  | Interconnected | Excelsior | Protected Data | Protected Data | Protected Data | Residential | Solar* Rewards | 2018 | 2019 | n/a
Xcel Energy | 85 | 13781 | IOU | OID3597339 | 6 | Solar |  |  | Interconnected | Saint Paul | Protected Data | Protected Data | Protected Data | Residential | Solar* Rewards | 2018 | 2019 | n/a
Xcel Energy | 85 | 13781 | IOU | OID3597409 | 11.39 | Solar |  |  | Interconnected | Shorewood | Protected Data | Protected Data | Protected Data | Residential | Solar* Rewards | 2018 | 2019 | n/a
Xcel Energy | 85 | 13781 | IOU | OID3597444 | 2.4 | Solar |  |  | Interconnected | Northfield | Protected Data | Protected Data | Protected Data | Residential | Solar* Rewards | 2018 | 2019 | n/a
Xcel Energy | 85 | 13781 | IOU | OID3597741 | 9.994 | Solar |  |  | Interconnected | Saint Paul | Protected Data | Protected Data | Protected Data | Residential | Solar* Rewards | 2018 | 2019 | n/a
Xcel Energy | 85 | 13781 | IOU | OID3597754 | 38.8 | Solar |  |  | Interconnected | Albert Lea | Protected Data | Protected Data | Protected Data | Commercial | Solar* Rewards | 2018 | 2019 | n/a
Xcel Energy | 85 | 13781 | IOU | OID3597903 | 2.64 | Solar |  |  | Interconnected | Minneapolis | Protected Data | Protected Data | Protected Data | Residential | Solar* Rewards | 2018 | 2019 | n/a
Xcel Energy | 85 | 13781 | IOU | OID3597977 | 33.3 | Solar |  |  | Interconnected | Saint Paul | Protected Data | Protected Data | Protected Data | Commercial | Solar* Rewards | 2018 | 2019 | n/a
Xcel Energy | 85 | 13781 | IOU | OID3598493 | 4.32 | Solar |  |  | Interconnected | Minneapolis | Protected Data | Protected Data | Protected Data | Residential | Solar* Rewards | 2018 | 2019 | n/a
Xcel Energy | 85 | 13781 | IOU | OID3599341 | 2.32 | Solar |  |  | Interconnected | Minneapolis | Protected Data | Protected Data | Protected Data | Residential | Solar* Rewards | 2018 | 2019 | n/a
Xcel Energy | 85 | 13781 | IOU | OID3599655 | 19.999 | Solar |  |  | Interconnected | Saint Paul | Protected Data | Protected Data | Protected Data | Commercial | Solar* Rewards | 2018 | 2019 | n/a
Xcel Energy | 85 | 13781 | IOU | OID3600487 | 9.994 | Solar |  |  | Interconnected | Norwood Young America | Protected Data | Protected Data | Protected Data | Residential | Solar* Rewards | 2018 | 2019 | n/a
Xcel Energy | 85 | 13781 | IOU | OID3600516 | 9.994 | Solar |  |  | Interconnected | Saint Paul | Protected Data | Protected Data | Protected Data | Commercial | Solar* Rewards | 2018 | 2019 | n/a
Xcel Energy | 85 | 13781 | IOU | OID3600518 | 7.616 | Solar |  |  | Interconnected | Saint Paul | Protected Data | Protected Data | Protected Data | Commercial | Solar* Rewards | 2018 | 2019 | n/a
Xcel Energy | 85 | 13781 | IOU | OID3600522 | 3.8 | Solar |  |  | Interconnected | West Saint Paul | Protected Data | Protected Data | Protected Data | Residential | Solar* Rewards | 2018 | 2019 | n/a
Xcel Energy | 85 | 13781 | IOU | OID3600689 | 5.76 | Solar |  |  | Interconnected | Saint Paul | Protected Data | Protected Data | Protected Data | Residential | Solar* Rewards | 2018 | 2019 | n/a
Xcel Energy | 85 | 13781 | IOU | OID3600711 | 9.6 | Solar |  |  | Interconnected | Saint Louis Park | Protected Data | Protected Data | Protected Data | Residential | Solar* Rewards | 2018 | 2019 | n/a
Xcel Energy | 85 | 13781 | IOU | OID3600730 | 7.54 | Solar |  |  | Interconnected | White Bear Lake | Protected Data | Protected Data | Protected Data | Residential | Solar* Rewards | 2018 | 2019 | n/a
Xcel Energy | 85 | 13781 | IOU | OID3600747 | 5 | Solar |  |  | Interconnected | Northfield | Protected Data | Protected Data | Protected Data | Residential | Solar* Rewards | 2018 | 2019 | n/a
Xcel Energy | 85 | 13781 | IOU | OID3601393 | 14.64 | Solar |  |  | Interconnected | Watertown | Protected Data | Protected Data | Protected Data | Residential | Solar* Rewards | 2018 | 2019 | n/a
Xcel Energy | 85 | 13781 | IOU | OID3601485 | 4.8 | Solar |  |  | Interconnected | Stillwater | Protected Data | Protected Data | Protected Data | Residential | Solar* Rewards | 2018 | 2019 | n/a
Xcel Energy | 85 | 13781 | IOU | OID3601492 | 10.56 | Solar |  |  | Interconnected | Watertown | Protected Data | Protected Data | Protected Data | Residential | Solar* Rewards | 2018 | 2019 | n/a
Xcel Energy | 85 | 13781 | IOU | OID3601496 | 7.2 | Solar |  |  | Interconnected | Winona | Protected Data | Protected Data | Protected Data | Residential | Solar* Rewards | 2018 | 2019 | n/a
Xcel Energy | 85 | 13781 | IOU | OID3601548 | 3.5 | Solar |  |  | Interconnected | Roseville | Protected Data | Protected Data | Protected Data | Residential | Solar* Rewards | 2018 | 2019 | n/a
Xcel Energy | 85 | 13781 | IOU | OID3601551 | 11.39 | Solar |  |  | Interconnected | Waconia | Protected Data | Protected Data | Protected Data | Residential | Solar* Rewards | 2018 | 2019 | n/a
Xcel Energy | 85 | 13781 | IOU | OID3601552 | 6 | Solar |  |  | Interconnected | Minneapolis | Protected Data | Protected Data | Protected Data | Residential | Solar* Rewards | 2018 | 2019 | n/a
Xcel Energy | 85 | 13781 | IOU | OID3601689 | 5.04 | Solar |  |  | Interconnected | Minneapolis | Protected Data | Protected Data | Protected Data | Residential | Solar* Rewards | 2018 | 2019 | n/a
Xcel Energy | 85 | 13781 | IOU | OID3601870 | 2.4 | Solar |  |  | Interconnected | Saint Paul | Protected Data | Protected Data | Protected Data | Residential | Solar* Rewards | 2018 | 2019 | n/a
Xcel Energy | 85 | 13781 | IOU | OID3602016 | 16.24 | Solar |  |  | Interconnected | Morristown | Protected Data | Protected Data | Protected Data | Residential | Solar* Rewards | 2018 | 2019 | n/a
Xcel Energy | 85 | 13781 | IOU | OID3602037 | 5.28 | Solar |  |  | Interconnected | White Bear Lake | Protected Data | Protected Data | Protected Data | Residential | Solar* Rewards | 2018 | 2019 | n/a
Xcel Energy | 85 | 13781 | IOU | OID3602319 | 6 | Solar |  |  | Interconnected | Minneapolis | Protected Data | Protected Data | Protected Data | Residential | Solar* Rewards | 2018 | 2019 | n/a
Xcel Energy | 85 | 13781 | IOU | OID3602397 | 13.616 | Solar |  |  | Interconnected | Wabasha | Protected Data | Protected Data | Protected Data | Residential | Solar* Rewards | 2018 | 2019 | n/a
Xcel Energy | 85 | 13781 | IOU | OID3602492 | 9.01 | Solar |  |  | Interconnected | Lake Elmo | Protected Data | Protected Data | Protected Data | Residential | Solar* Rewards | 2018 | 2019 | n/a
Xcel Energy | 85 | 13781 | IOU | OID3602618 | 3.36 | Solar |  |  | Interconnected | Saint Paul | Protected Data | Protected Data | Protected Data | Residential | Solar* Rewards | 2018 | 2019 | n/a
Xcel Energy | 85 | 13781 | IOU | OID3603166 | 11.28 | Solar |  |  | Interconnected | Maplewood | Protected Data | Protected Data | Protected Data | Residential | Solar* Rewards | 2018 | 2019 | n/a
Xcel Energy | 85 | 13781 | IOU | OID3603177 | 4.32 | Solar |  |  | Interconnected | Woodbury | Protected Data | Protected Data | Protected Data | Residential | Solar* Rewards | 2018 | 2019 | n/a
Xcel Energy | 85 | 13781 | IOU | OID3603287 | 4.93 | Solar |  |  | Interconnected | Minneapolis | Protected Data | Protected Data | Protected Data | Residential | Solar* Rewards | 2018 | 2019 | n/a
Xcel Energy | 85 | 13781 | IOU | OID3603297 | 6.96 | Solar |  |  | Interconnected | Stillwater | Protected Data | Protected Data | Protected Data | Residential | Solar* Rewards | 2018 | 2019 | n/a
Xcel Energy | 85 | 13781 | IOU | OID3605124 | 7.616 | Solar |  |  | Interconnected | Minneapolis | Protected Data | Protected Data | Protected Data | Residential | Solar* Rewards | 2018 | 2018 | n/a
Xcel Energy | 85 | 13781 | IOU | OID3605754 | 11.39 | Solar |  |  | Interconnected | Rogers | Protected Data | Protected Data | Protected Data | Residential | Solar* Rewards | 2018 | 2019 | n/a
Xcel Energy | 85 | 13781 | IOU | OID3607669 | 7.2 | Solar |  |  | Interconnected | Rogers | Protected Data | Protected Data | Protected Data | Residential | Solar* Rewards | 2018 | 2019 | n/a
Xcel Energy | 85 | 13781 | IOU | OID3607698 | 1.68 | Solar |  |  | Interconnected | Minneapolis | Protected Data | Protected Data | Protected Data | Commercial | Solar* Rewards | 2018 | 2019 | n/a
Xcel Energy | 85 | 13781 | IOU | OID3608089 | 5.52 | Solar |  |  | Interconnected | Hugo | Protected Data | Protected Data | Protected Data | Residential | Solar* Rewards | 2018 | 2019 | n/a
Xcel Energy | 85 | 13781 | IOU | OID3608225 | 120 | Solar |  |  | Interconnected | Plymouth | Protected Data | Protected Data | Protected Data | Commercial | n/a | 2018 | 2019 | n/a
Xcel Energy | 85 | 13781 | IOU | OID3608997 | 7.616 | Solar |  |  | Interconnected | Minneapolis | Protected Data | Protected Data | Protected Data | Residential | Solar* Rewards | 2018 | 2019 | n/a
Xcel Energy | 85 | 13781 | IOU | OID3609012 | 7.616 | Solar |  |  | Interconnected | Minneapolis | Protected Data | Protected Data | Protected Data | Residential | Solar* Rewards | 2018 | 2019 | n/a
Xcel Energy | 85 | 13781 | IOU | OID3609029 | 4.32 | Solar |  |  | Interconnected | Minneapolis | Protected Data | Protected Data | Protected Data | Residential | Solar* Rewards | 2018 | 2019 | n/a
Xcel Energy | 85 | 13781 | IOU | OID3609046 | 7.616 | Solar |  |  | Interconnected | Saint Paul | Protected Data | Protected Data | Protected Data | Residential | Solar* Rewards | 2018 | 2019 | n/a
Xcel Energy | 85 | 13781 | IOU | OID3609059 | 39.98 | Solar |  |  | Interconnected | Renville | Protected Data | Protected Data | Protected Data | Commercial | n/a | 2018 | 2019 | n/a
Xcel Energy | 85 | 13781 | IOU | OID3609514 | 2.88 | Solar |  |  | Interconnected | Stillwater | Protected Data | Protected Data | Protected Data | Residential | Solar* Rewards | 2018 | 2018 | n/a
Xcel Energy | 85 | 13781 | IOU | OID3610912 | 4.8 | Solar |  |  | Interconnected | Mahtomedi | Protected Data | Protected Data | Protected Data | Residential | Solar* Rewards | 2018 | 2019 | n/a
Xcel Energy | 85 | 13781 | IOU | OID3610943 | 3.12 | Solar |  |  | Interconnected | Minneapolis | Protected Data | Protected Data | Protected Data | Residential | Solar* Rewards | 2018 | 2019 | n/a
Xcel Energy | 85 | 13781 | IOU | OID3610953 | 120 | Solar |  |  | Interconnected | Minnetonka | Protected Data | Protected Data | Protected Data | Commercial | n/a | 2018 | 2019 | n/a
Xcel Energy | 85 | 13781 | IOU | OID3610981 | 17.61 | Solar |  |  | Interconnected | Kimball | Protected Data | Protected Data | Protected Data | Residential | Solar* Rewards | 2018 | 2019 | n/a
Xcel Energy | 85 | 13781 | IOU | OID3610995 | 9.6 | Solar |  |  | Interconnected | Lindstrom | Protected Data | Protected Data | Protected Data | Residential | Solar* Rewards | 2018 | 2019 | n/a
Xcel Energy | 85 | 13781 | IOU | OID3610997 | 3.84 | Solar |  |  | Interconnected | Minneapolis | Protected Data | Protected Data | Protected Data | Residential | Solar* Rewards | 2018 | 2019 | n/a
Xcel Energy | 85 | 13781 | IOU | OID3611000 | 150.216 | Solar |  |  | Interconnected | Saint Louis Park | Protected Data | Protected Data | Protected Data | Commercial | n/a | 2018 | 2019 | n/a
Xcel Energy | 85 | 13781 | IOU | OID3611041 | 6 | Solar |  |  | Interconnected | Stillwater | Protected Data | Protected Data | Protected Data | Residential | Solar* Rewards | 2018 | 2018 | n/a
Xcel Energy | 85 | 13781 | IOU | OID3611156 | 6 | Solar |  |  | Interconnected | Brooklyn Park | Protected Data | Protected Data | Protected Data | Residential | Solar* Rewards | 2018 | 2019 | n/a
Xcel Energy | 85 | 13781 | IOU | OID3612134 | 4.32 | Solar |  |  | Interconnected | Minneapolis | Protected Data | Protected Data | Protected Data | Residential | Solar* Rewards | 2018 | 2019 | n/a
Xcel Energy | 85 | 13781 | IOU | OID3612476 | 8.16 | Solar |  |  | Interconnected | Woodbury | Protected Data | Protected Data | Protected Data | Residential | Solar* Rewards | 2018 | 2019 | n/a
Xcel Energy | 85 | 13781 | IOU | OID3612495 | 13.625 | Solar |  |  | Interconnected | Saint Paul | Protected Data | Protected Data | Protected Data | Commercial | Solar* Rewards | 2018 | 2019 | n/a
Xcel Energy | 85 | 13781 | IOU | OID3612532 | 593 | Solar |  |  | Interconnected | Farmington | Protected Data | Protected Data | Protected Data | Commercial | n/a | 2018 | 2020 | n/a
Xcel Energy | 85 | 13781 | IOU | OID3613019 | 7.616 | Solar |  |  | Interconnected | Stillwater | Protected Data | Protected Data | Protected Data | Residential | Solar* Rewards | 2018 | 2019 | n/a
Xcel Energy | 85 | 13781 | IOU | OID3613075 | 6.3 | Solar |  |  | Interconnected | Minneapolis | Protected Data | Protected Data | Protected Data | Residential | Solar* Rewards | 2018 | 2019 | n/a
Xcel Energy | 85 | 13781 | IOU | OID3613080 | 39.998 | Solar |  |  | Interconnected | New Brighton | Protected Data | Protected Data | Protected Data | Commercial | Solar* Rewards | 2018 | 2019 | n/a
Xcel Energy | 85 | 13781 | IOU | OID3613096 | 7.83 | Solar |  |  | Interconnected | Center City | Protected Data | Protected Data | Protected Data | Residential | Solar* Rewards | 2018 | 2019 | n/a
Xcel Energy | 85 | 13781 | IOU | OID3613233 | 9.994 | Solar |  |  | Interconnected | Maple Grove | Protected Data | Protected Data | Protected Data | Residential | Solar* Rewards | 2018 | 2019 | n/a
Xcel Energy | 85 | 13781 | IOU | OID3613394 | 5.52 | Solar |  |  | Interconnected | Cottage Grove | Protected Data | Protected Data | Protected Data | Residential | Solar* Rewards | 2018 | 2019 | n/a
Xcel Energy | 85 | 13781 | IOU | OID3613491 | 7.616 | Solar |  |  | Interconnected | Eden Prairie | Protected Data | Protected Data | Protected Data | Residential | Solar* Rewards | 2018 | 2019 | n/a
Xcel Energy | 85 | 13781 | IOU | OID3613760 | 99.9 | Solar |  |  | Interconnected | Roseville | Protected Data | Protected Data | Protected Data | Commercial | n/a | 2018 | 2018 | n/a
Xcel Energy | 85 | 13781 | IOU | OID3616093 | 19.728 | Solar |  |  | Interconnected | Minneapolis | Protected Data | Protected Data | Protected Data | Commercial | Solar* Rewards | 2018 | 2019 | n/a
Xcel Energy | 85 | 13781 | IOU | OID3616161 | 3.6 | Solar |  |  | Interconnected | Tonka Bay | Protected Data | Protected Data | Protected Data | Residential | Solar* Rewards | 2018 | 2019 | n/a
Xcel Energy | 85 | 13781 | IOU | OID3616793 | 6.96 | Solar |  |  | Interconnected | Saint Anthony | Protected Data | Protected Data | Protected Data | Residential | Solar* Rewards | 2018 | 2019 | n/a
Xcel Energy | 85 | 13781 | IOU | OID3616816 | 1.575 | Solar |  |  | Interconnected | Saint Paul | Protected Data | Protected Data | Protected Data | Residential | Solar* Rewards | 2018 | 2019 | n/a
Xcel Energy | 85 | 13781 | IOU | OID3617711 | 1.575 | Solar |  |  | Interconnected | Minneapolis | Protected Data | Protected Data | Protected Data | Commercial | Solar* Rewards | 2018 | 2020 | n/a
Xcel Energy | 85 | 13781 | IOU | OID3617749 | 1.575 | Solar |  |  | Interconnected | Minneapolis | Protected Data | Protected Data | Protected Data | Commercial | Solar* Rewards | 2018 | 2020 | n/a
Xcel Energy | 85 | 13781 | IOU | OID3617752 | 5 | Solar |  |  | Interconnected | Saint Louis Park | Protected Data | Protected Data | Protected Data | Residential | Solar* Rewards | 2018 | 2019 | n/a
Xcel Energy | 85 | 13781 | IOU | OID3617762 | 5 | Solar |  |  | Interconnected | Minneapolis | Protected Data | Protected Data | Protected Data | Commercial | Solar* Rewards | 2018 | 2020 | n/a
Xcel Energy | 85 | 13781 | IOU | OID3617777 | 33.3 | Solar |  |  | Interconnected | Waite Park | Protected Data | Protected Data | Protected Data | Commercial | Solar* Rewards | 2018 | 2019 | n/a
Xcel Energy | 85 | 13781 | IOU | OID3617877 | 7.63 | Solar |  |  | Interconnected | Saint Louis Park | Protected Data | Protected Data | Protected Data | Residential | Solar* Rewards | 2018 | 2019 | n/a
Xcel Energy | 85 | 13781 | IOU | OID3618308 | 15.232 | Solar |  |  | Interconnected | Champlin | Protected Data | Protected Data | Protected Data | Residential | Solar* Rewards | 2018 | 2019 | n/a
Xcel Energy | 85 | 13781 | IOU | OID3618524 | 15.52 | Solar |  |  | Interconnected | Mendota Heights | Protected Data | Protected Data | Protected Data | Residential | Solar* Rewards | 2018 | 2019 | n/a
Xcel Energy | 85 | 13781 | IOU | OID3618985 | 9.6 | Solar |  |  | Interconnected | Inver Grove Heights | Protected Data | Protected Data | Protected Data | Residential | Solar* Rewards | 2018 | 2019 | n/a
Xcel Energy | 85 | 13781 | IOU | OID3619005 | 11.39 | Solar |  |  | Interconnected | Eden Prairie | Protected Data | Protected Data | Protected Data | Residential | Solar* Rewards | 2018 | 2019 | n/a
Xcel Energy | 85 | 13781 | IOU | OID3620235 | 3.12 | Solar |  |  | Interconnected | Mendota Heights | Protected Data | Protected Data | Protected Data | Residential | Solar* Rewards | 2018 | 2019 | n/a
Xcel Energy | 85 | 13781 | IOU | OID3620559 | 3.84 | Solar |  |  | Interconnected | Saint Paul | Protected Data | Protected Data | Protected Data | Residential | Solar* Rewards | 2018 | 2019 | n/a
Xcel Energy | 85 | 13781 | IOU | OID3620581 | 5.28 | Solar |  |  | Interconnected | White Bear Lake | Protected Data | Protected Data | Protected Data | Residential | Solar* Rewards | 2018 | 2019 | n/a
Xcel Energy | 85 | 13781 | IOU | OID3620591 | 4.41 | Solar |  |  | Interconnected | Saint Paul | Protected Data | Protected Data | Protected Data | Residential | Solar* Rewards | 2018 | 2019 | n/a
Xcel Energy | 85 | 13781 | IOU | OID3620634 | 9.28 | Solar |  |  | Interconnected | Shafer | Protected Data | Protected Data | Protected Data | Residential | Solar* Rewards | 2018 | 2019 | n/a
Xcel Energy | 85 | 13781 | IOU | OID3620696 | 3.36 | Solar |  |  | Interconnected | Saint Paul | Protected Data | Protected Data | Protected Data | Residential | Solar* Rewards | 2018 | 2019 | n/a
Xcel Energy | 85 | 13781 | IOU | OID3622702 | 3.84 | Solar |  |  | Interconnected | Minneapolis | Protected Data | Protected Data | Protected Data | Residential | Solar* Rewards | 2018 | 2019 | n/a
Xcel Energy | 85 | 13781 | IOU | OID3623079 | 2.64 | Solar |  |  | Interconnected | Minneapolis | Protected Data | Protected Data | Protected Data | Residential | Solar* Rewards | 2018 | 2019 | n/a
Xcel Energy | 85 | 13781 | IOU | OID3623196 | 7.616 | Solar |  |  | Interconnected | Minneapolis | Protected Data | Protected Data | Protected Data | Residential | Solar* Rewards | 2018 | 2019 | n/a
Xcel Energy | 85 | 13781 | IOU | OID3623203 | 8.4 | Solar |  |  | Interconnected | Minneapolis | Protected Data | Protected Data | Protected Data | Residential | Solar* Rewards | 2018 | 2019 | n/a
Xcel Energy | 85 | 13781 | IOU | OID3623268 | 20.3 | Solar |  |  | Interconnected | Shafer | Protected Data | Protected Data | Protected Data | Residential | Solar* Rewards | 2018 | 2018 | n/a
Xcel Energy | 85 | 13781 | IOU | OID3623297 | 7.54 | Solar |  |  | Interconnected | Hopkins | Protected Data | Protected Data | Protected Data | Residential | Solar* Rewards | 2018 | 2019 | n/a
Xcel Energy | 85 | 13781 | IOU | OID3623356 | 3.48 | Solar |  |  | Interconnected | Saint Paul | Protected Data | Protected Data | Protected Data | Residential | Solar* Rewards | 2018 | 2019 | n/a
Xcel Energy | 85 | 13781 | IOU | OID3624030 | 5.04 | Solar |  |  | Interconnected | Saint Paul | Protected Data | Protected Data | Protected Data | Residential | Solar* Rewards | 2018 | 2019 | n/a
Xcel Energy | 85 | 13781 | IOU | OID3624139 | 3.747 | Solar |  |  | Interconnected | Saint Paul | Protected Data | Protected Data | Protected Data | Residential | Solar* Rewards | 2018 | 2019 | n/a
Xcel Energy | 85 | 13781 | IOU | OID3624581 | 6.72 | Solar |  |  | Interconnected | Saint Paul | Protected Data | Protected Data | Protected Data | Residential | Solar* Rewards | 2018 | 2019 | n/a
Xcel Energy | 85 | 13781 | IOU | OID3624763 | 5.28 | Solar |  |  | Interconnected | Minneapolis | Protected Data | Protected Data | Protected Data | Residential | Solar* Rewards | 2018 | 2019 | n/a
Xcel Energy | 85 | 13781 | IOU | OID3624802 | 4.8 | Solar |  |  | Interconnected | Oakdale | Protected Data | Protected Data | Protected Data | Residential | Solar* Rewards | 2018 | 2019 | n/a
Xcel Energy | 85 | 13781 | IOU | OID3625627 | 3.5 | Solar |  |  | Interconnected | Minneapolis | Protected Data | Protected Data | Protected Data | Residential | Solar* Rewards | 2018 | 2019 | n/a
Xcel Energy | 85 | 13781 | IOU | OID3625864 | 3.48 | Solar |  |  | Interconnected | Maple Grove | Protected Data | Protected Data | Protected Data | Residential | Solar* Rewards | 2018 | 2019 | n/a
Xcel Energy | 85 | 13781 | IOU | OID3625873 | 9.57 | Solar |  |  | Interconnected | Roseville | Protected Data | Protected Data | Protected Data | Residential | Solar* Rewards | 2018 | 2019 | n/a
Xcel Energy | 85 | 13781 | IOU | OID3625923 | 5.8 | Solar |  |  | Interconnected | Edina | Protected Data | Protected Data | Protected Data | Residential | Solar* Rewards | 2018 | 2019 | n/a
Xcel Energy | 85 | 13781 | IOU | OID3625981 | 1.92 | Solar |  |  | Interconnected | Minneapolis | Protected Data | Protected Data | Protected Data | Residential | Solar* Rewards | 2018 | 2019 | n/a
Xcel Energy | 85 | 13781 | IOU | OID3626042 | 7.616 | Solar |  |  | Interconnected | Stillwater | Protected Data | Protected Data | Protected Data | Residential | Solar* Rewards | 2018 | 2019 | n/a
Xcel Energy | 85 | 13781 | IOU | OID3626074 | 9.94 | Solar |  |  | Interconnected | Hopkins | Protected Data | Protected Data | Protected Data | Residential | Solar* Rewards | 2018 | 2019 | n/a
Xcel Energy | 85 | 13781 | IOU | OID3626082 | 3.747 | Solar |  |  | Interconnected | Minneapolis | Protected Data | Protected Data | Protected Data | Residential | Solar* Rewards | 2018 | 2019 | n/a
Xcel Energy | 85 | 13781 | IOU | OID3626125 | 7.68 | Solar |  |  | Interconnected | West Saint Paul | Protected Data | Protected Data | Protected Data | Commercial | Solar* Rewards | 2018 | 2019 | n/a
Xcel Energy | 85 | 13781 | IOU | OID3626923 | 7.63 | Solar |  |  | Interconnected | Minneapolis | Protected Data | Protected Data | Protected Data | Commercial | Solar* Rewards | 2018 | 2019 | n/a
Xcel Energy | 85 | 13781 | IOU | OID3627834 | 5 | Solar |  |  | Interconnected | Minneapolis | Protected Data | Protected Data | Protected Data | Residential | Solar* Rewards | 2018 | 2019 | n/a
Xcel Energy | 85 | 13781 | IOU | OID3628013 | 5 | Solar |  |  | Interconnected | Shoreview | Protected Data | Protected Data | Protected Data | Commercial | n/a | 2018 | 2019 | n/a
Xcel Energy | 85 | 13781 | IOU | OID3628923 | 15.84 | Solar |  |  | Interconnected | Elko New Market | Protected Data | Protected Data | Protected Data | Residential | Solar* Rewards | 2018 | 2018 | n/a
Xcel Energy | 85 | 13781 | IOU | OID3628930 | 10.08 | Solar |  |  | Interconnected | Stillwater | Protected Data | Protected Data | Protected Data | Residential | Solar* Rewards | 2018 | 2019 | n/a
Xcel Energy | 85 | 13781 | IOU | OID3628933 | 2.88 | Solar |  |  | Interconnected | Mahtomedi | Protected Data | Protected Data | Protected Data | Residential | Solar* Rewards | 2018 | 2019 | n/a
Xcel Energy | 85 | 13781 | IOU | OID3628984 | 2.4 | Solar |  |  | Interconnected | Saint Paul | Protected Data | Protected Data | Protected Data | Residential | Solar* Rewards | 2018 | 2019 | n/a
Xcel Energy | 85 | 13781 | IOU | OID3629006 | 32.51 | Solar |  |  | Interconnected | Little Canada | Protected Data | Protected Data | Protected Data | Commercial | Solar* Rewards | 2018 | 2019 | n/a
Xcel Energy | 85 | 13781 | IOU | OID3629150 | 6.96 | Solar |  |  | Interconnected | Golden Valley | Protected Data | Protected Data | Protected Data | Residential | Solar* Rewards | 2018 | 2019 | n/a
Xcel Energy | 85 | 13781 | IOU | OID3629165 | 30.72 | Solar |  |  | Interconnected | West Saint Paul | Protected Data | Protected Data | Protected Data | Commercial | Made In MN | 2018 | 2019 | n/a
Xcel Energy | 85 | 13781 | IOU | OID3629328 | 11.39 | Solar |  |  | Interconnected | Cold Spring | Protected Data | Protected Data | Protected Data | Residential | Solar* Rewards | 2018 | 2019 | n/a
Xcel Energy | 85 | 13781 | IOU | OID3629786 | 4.8 | Solar |  |  | Interconnected | Saint Louis Park | Protected Data | Protected Data | Protected Data | Residential | Solar* Rewards | 2018 | 2019 | n/a
Xcel Energy | 85 | 13781 | IOU | OID3630528 | 4.32 | Solar |  |  | Interconnected | Minneapolis | Protected Data | Protected Data | Protected Data | Residential | Solar* Rewards | 2018 | 2019 | n/a
Xcel Energy | 85 | 13781 | IOU | OID3633181 | 6.96 | Solar |  |  | Interconnected | Orono | Protected Data | Protected Data | Protected Data | Residential | Solar* Rewards | 2018 | 2019 | n/a
Xcel Energy | 85 | 13781 | IOU | OID3633229 | 15.232 | Solar |  |  | Interconnected | Mound | Protected Data | Protected Data | Protected Data | Residential | Solar* Rewards | 2018 | 2019 | n/a
Xcel Energy | 85 | 13781 | IOU | OID3633988 | 4.32 | Solar |  |  | Interconnected | Columbia Heights | Protected Data | Protected Data | Protected Data | Residential | Solar* Rewards | 2018 | 2019 | n/a
Xcel Energy | 85 | 13781 | IOU | OID3634017 | 8.16 | Solar |  |  | Interconnected | Red Wing | Protected Data | Protected Data | Protected Data | Residential | Solar* Rewards | 2018 | 2019 | n/a
Xcel Energy | 85 | 13781 | IOU | OID3634091 | 8.16 | Solar |  |  | Interconnected | Minnetonka | Protected Data | Protected Data | Protected Data | Commercial | Solar* Rewards | 2018 | 2020 | n/a
Xcel Energy | 85 | 13781 | IOU | OID3634214 | 6 | Solar |  |  | Interconnected | Maple Grove | Protected Data | Protected Data | Protected Data | Residential | Solar* Rewards | 2018 | 2019 | n/a
Xcel Energy | 85 | 13781 | IOU | OID3635847 | 11.39 | Solar |  |  | Interconnected | Mound | Protected Data | Protected Data | Protected Data | Residential | Solar* Rewards | 2018 | 2019 | n/a
Xcel Energy | 85 | 13781 | IOU | OID3636271 | 39.998 | Solar |  |  | Interconnected | La Crescent | Protected Data | Protected Data | Protected Data | Commercial | Solar* Rewards | 2018 | 2019 | n/a
Xcel Energy | 85 | 13781 | IOU | OID3636339 | 16.24 | Solar |  |  | Interconnected | Albany | Protected Data | Protected Data | Protected Data | Residential | Solar* Rewards | 2018 | 2019 | n/a
Xcel Energy | 85 | 13781 | IOU | OID3636506 | 9.994 | Solar |  |  | Interconnected | Minnetonka | Protected Data | Protected Data | Protected Data | Residential | Solar* Rewards | 2018 | 2019 | n/a
Xcel Energy | 85 | 13781 | IOU | OID3636603 | 8.64 | Solar |  |  | Interconnected | White Bear Lake | Protected Data | Protected Data | Protected Data | Residential | Solar* Rewards | 2018 | 2019 | n/a
Xcel Energy | 85 | 13781 | IOU | OID3636616 | 4.35 | Solar |  |  | Interconnected | Red Wing | Protected Data | Protected Data | Protected Data | Residential | Solar* Rewards | 2018 | 2019 | n/a
Xcel Energy | 85 | 13781 | IOU | OID3636637 | 6 | Solar |  |  | Interconnected | Minneapolis | Protected Data | Protected Data | Protected Data | Residential | Solar* Rewards | 2018 | 2019 | n/a
Xcel Energy | 85 | 13781 | IOU | OID3636731 | 5 | Solar |  |  | Interconnected | Cannon Falls | Protected Data | Protected Data | Protected Data | Commercial | Solar* Rewards | 2018 | 2019 | n/a
Xcel Energy | 85 | 13781 | IOU | OID3636745 | 7.616 | Solar |  |  | Interconnected | Lake Elmo | Protected Data | Protected Data | Protected Data | Residential | Solar* Rewards | 2018 | 2019 | n/a
Xcel Energy | 85 | 13781 | IOU | OID3636756 | 30 | Solar |  |  | Interconnected | Saint Cloud | Protected Data | Protected Data | Protected Data | Commercial | Solar* Rewards | 2018 | 2020 | n/a
Xcel Energy | 85 | 13781 | IOU | OID3636804 | 5.04 | Solar |  |  | Interconnected | Plymouth | Protected Data | Protected Data | Protected Data | Residential | Solar* Rewards | 2018 | 2019 | n/a
Xcel Energy | 85 | 13781 | IOU | OID3636813 | 5.04 | Solar |  |  | Interconnected | Minneapolis | Protected Data | Protected Data | Protected Data | Residential | Solar* Rewards | 2018 | 2020 | n/a
Xcel Energy | 85 | 13781 | IOU | OID3636824 | 12 | Solar |  |  | Interconnected | Stillwater | Protected Data | Protected Data | Protected Data | Residential | Solar* Rewards | 2018 | 2018 | n/a
Xcel Energy | 85 | 13781 | IOU | OID3636950 | 19.999 | Solar |  |  | Interconnected | Little Canada | Protected Data | Protected Data | Protected Data | Commercial | Solar* Rewards | 2018 | 2019 | n/a
Xcel Energy | 85 | 13781 | IOU | OID3637032 | 7.83 | Solar |  |  | Interconnected | Minneapolis | Protected Data | Protected Data | Protected Data | Residential | Solar* Rewards | 2018 | 2020 | n/a
Xcel Energy | 85 | 13781 | IOU | OID3637177 | 7.616 | Solar |  |  | Interconnected | Woodbury | Protected Data | Protected Data | Protected Data | Residential | Solar* Rewards | 2018 | 2019 | n/a
Xcel Energy | 85 | 13781 | IOU | OID3637210 | 6.96 | Solar |  |  | Interconnected | Eden Prairie | Protected Data | Protected Data | Protected Data | Residential | Solar* Rewards | 2018 | 2019 | n/a
Xcel Energy | 85 | 13781 | IOU | OID3637216 | 10.32 | Solar |  |  | Interconnected | Eden Prairie | Protected Data | Protected Data | Protected Data | Residential | Solar* Rewards | 2018 | 2019 | n/a
Xcel Energy | 85 | 13781 | IOU | OID3637231 | 2.4 | Solar |  |  | Interconnected | Saint Paul | Protected Data | Protected Data | Protected Data | Residential | Solar* Rewards | 2018 | 2019 | n/a
Xcel Energy | 85 | 13781 | IOU | OID3637244 | 9.45 | Solar |  |  | Interconnected | Champlin | Protected Data | Protected Data | Protected Data | Residential | Solar* Rewards | 2018 | 2019 | n/a
Xcel Energy | 85 | 13781 | IOU | OID3637270 | 2.64 | Solar |  |  | Interconnected | Minneapolis | Protected Data | Protected Data | Protected Data | Residential | Solar* Rewards | 2018 | 2019 | n/a
Xcel Energy | 85 | 13781 | IOU | OID3637271 | 10.44 | Solar |  |  | Interconnected | Inver Grove Heights | Protected Data | Protected Data | Protected Data | Residential | Solar* Rewards | 2018 | 2019 | n/a
Xcel Energy | 85 | 13781 | IOU | OID3637275 | 3.12 | Solar |  |  | Interconnected | Minneapolis | Protected Data | Protected Data | Protected Data | Residential | Solar* Rewards | 2018 | 2019 | n/a
Xcel Energy | 85 | 13781 | IOU | OID3637281 | 4.06 | Solar |  |  | Interconnected | Minneapolis | Protected Data | Protected Data | Protected Data | Residential | Solar* Rewards | 2018 | 2019 | n/a
Xcel Energy | 85 | 13781 | IOU | OID3637310 | 4.06 | Solar |  |  | Interconnected | Minneapolis | Protected Data | Protected Data | Protected Data | Residential | Solar* Rewards | 2018 | 2020 | n/a
Xcel Energy | 85 | 13781 | IOU | OID3637326 | 4.08 | Solar |  |  | Interconnected | Saint Paul | Protected Data | Protected Data | Protected Data | Residential | Solar* Rewards | 2018 | 2019 | n/a
Xcel Energy | 85 | 13781 | IOU | OID3637338 | 5.52 | Solar |  |  | Interconnected | Maple Grove | Protected Data | Protected Data | Protected Data | Residential | Solar* Rewards | 2018 | 2019 | n/a
Xcel Energy | 85 | 13781 | IOU | OID3637351 | 5.76 | Solar |  |  | Interconnected | Sartell | Protected Data | Protected Data | Protected Data | Residential | Solar* Rewards | 2018 | 2019 | n/a
Xcel Energy | 85 | 13781 | IOU | OID3637371 | 1.92 | Solar |  |  | Interconnected | Cottage Grove | Protected Data | Protected Data | Protected Data | Residential | Solar* Rewards | 2018 | 2019 | n/a
Xcel Energy | 85 | 13781 | IOU | OID3637387 | 7.616 | Solar |  |  | Interconnected | Winona | Protected Data | Protected Data | Protected Data | Commercial | Solar* Rewards | 2018 | 2019 | n/a
Xcel Energy | 85 | 13781 | IOU | OID3637388 | 9.994 | Solar |  |  | Interconnected | Altura | Protected Data | Protected Data | Protected Data | Residential | Solar* Rewards | 2018 | 2019 | n/a
Xcel Energy | 85 | 13781 | IOU | OID3637389 | 12.956 | Solar |  |  | Interconnected | Red Wing | Protected Data | Protected Data | Protected Data | Residential | Solar* Rewards | 2018 | 2019 | n/a
Xcel Energy | 85 | 13781 | IOU | OID3637390 | 7.616 | Solar |  |  | Interconnected | Minneapolis | Protected Data | Protected Data | Protected Data | Residential | Solar* Rewards | 2018 | 2019 | n/a
Xcel Energy | 85 | 13781 | IOU | OID3637391 | 12.956 | Solar |  |  | Interconnected | Inver Grove Heights | Protected Data | Protected Data | Protected Data | Residential | Solar* Rewards | 2018 | 2019 | n/a
Xcel Energy | 85 | 13781 | IOU | OID3637637 | 8.64 | Solar |  |  | Interconnected | Brooklyn Park | Protected Data | Protected Data | Protected Data | Residential | Solar* Rewards | 2018 | 2019 | n/a
Xcel Energy | 85 | 13781 | IOU | OID3637928 | 20.3 | Solar |  |  | Interconnected | Sacred Heart | Protected Data | Protected Data | Protected Data | Residential | Solar* Rewards | 2018 | 2018 | n/a
Xcel Energy | 85 | 13781 | IOU | OID3637951 | 20.3 | Solar |  |  | Interconnected | Oakdale | Protected Data | Protected Data | Protected Data | Commercial | Solar* Rewards | 2018 | 2020 | n/a
Xcel Energy | 85 | 13781 | IOU | OID3637962 | 7.68 | Solar |  |  | Interconnected | La Crescent | Protected Data | Protected Data | Protected Data | Residential | Solar* Rewards | 2018 | 2019 | n/a
Xcel Energy | 85 | 13781 | IOU | OID3638171 | 3.84 | Solar |  |  | Interconnected | Minneapolis | Protected Data | Protected Data | Protected Data | Residential | Solar* Rewards | 2018 | 2019 | n/a
Xcel Energy | 85 | 13781 | IOU | OID3638179 | 5.76 | Solar |  |  | Interconnected | Plymouth | Protected Data | Protected Data | Protected Data | Residential | Solar* Rewards | 2018 | 2019 | n/a
Xcel Energy | 85 | 13781 | IOU | OID3638180 | 7.44 | Solar |  |  | Interconnected | Minneapolis | Protected Data | Protected Data | Protected Data | Commercial | Solar* Rewards | 2018 | 2019 | n/a
Xcel Energy | 85 | 13781 | IOU | OID3638395 | 6 | Solar |  |  | Interconnected | Eden Prairie | Protected Data | Protected Data | Protected Data | Residential | Solar* Rewards | 2018 | 2019 | n/a
Xcel Energy | 85 | 13781 | IOU | OID3638420 | 13.616 | Solar |  |  | Interconnected | Mazeppa | Protected Data | Protected Data | Protected Data | Residential | Solar* Rewards | 2018 | 2019 | n/a
Xcel Energy | 85 | 13781 | IOU | OID3638494 | 9.994 | Solar |  |  | Interconnected | Albert Lea | Protected Data | Protected Data | Protected Data | Residential | Solar* Rewards | 2018 | 2019 | n/a
Xcel Energy | 85 | 13781 | IOU | OID3638504 | 19.88 | Solar |  |  | Interconnected | La Crescent | Protected Data | Protected Data | Protected Data | Commercial | Solar* Rewards | 2018 | 2019 | n/a
Xcel Energy | 85 | 13781 | IOU | OID3638666 | 4.8 | Solar |  |  | Interconnected | Osseo | Protected Data | Protected Data | Protected Data | Residential | Solar* Rewards | 2018 | 2019 | n/a
Xcel Energy | 85 | 13781 | IOU | OID3638675 | 4.32 | Solar |  |  | Interconnected | Faribault | Protected Data | Protected Data | Protected Data | Residential | Solar* Rewards | 2018 | 2019 | n/a
Xcel Energy | 85 | 13781 | IOU | OID3638691 | 4.8 | Solar |  |  | Interconnected | Mendota Heights | Protected Data | Protected Data | Protected Data | Residential | Solar* Rewards | 2018 | 2019 | n/a
Xcel Energy | 85 | 13781 | IOU | OID3638706 | 4.32 | Solar |  |  | Interconnected | Fridley | Protected Data | Protected Data | Protected Data | Residential | Solar* Rewards | 2018 | 2019 | n/a
Xcel Energy | 85 | 13781 | IOU | OID3638882 | 7.616 | Solar |  |  | Interconnected | Forest Lake | Protected Data | Protected Data | Protected Data | Residential | Solar* Rewards | 2018 | 2019 | n/a
Xcel Energy | 85 | 13781 | IOU | OID3638884 | 7.44 | Solar |  |  | Interconnected | Hugo | Protected Data | Protected Data | Protected Data | Residential | Solar* Rewards | 2018 | 2019 | n/a
Xcel Energy | 85 | 13781 | IOU | OID3638927 | 3.84 | Solar |  | X | Interconnected | Saint Paul | Protected Data | Protected Data | Protected Data | Residential | Solar* Rewards | 2018 | 2019 | n/a
Xcel Energy | 85 | 13781 | IOU | OID3638999 | 33.3 | Solar |  |  | Interconnected | Golden Valley | Protected Data | Protected Data | Protected Data | Commercial | Solar* Rewards | 2018 | 2019 | n/a
Xcel Energy | 85 | 13781 | IOU | OID3639008 | 13.2 | Solar |  |  | Interconnected | Minneapolis | Protected Data | Protected Data | Protected Data | Commercial | Solar* Rewards | 2018 | 2019 | n/a
Xcel Energy | 85 | 13781 | IOU | OID3639010 | 33.3 | Solar |  |  | Interconnected | Minneapolis | Protected Data | Protected Data | Protected Data | Commercial | Solar* Rewards | 2018 | 2019 | n/a
Xcel Energy | 85 | 13781 | IOU | OID3639020 | 39.998 | Solar |  |  | Interconnected | Minneapolis | Protected Data | Protected Data | Protected Data | Commercial | Solar* Rewards | 2018 | 2019 | n/a
Xcel Energy | 85 | 13781 | IOU | OID3639067 | 4.93 | Solar |  |  | Interconnected | Minneapolis | Protected Data | Protected Data | Protected Data | Residential | Solar* Rewards | 2018 | 2019 | n/a
Xcel Energy | 85 | 13781 | IOU | OID3639083 | 33.3 | Solar |  |  | Interconnected | Golden Valley | Protected Data | Protected Data | Protected Data | Commercial | Solar* Rewards | 2018 | 2019 | n/a
Xcel Energy | 85 | 13781 | IOU | OID3639175 | 4.64 | Solar |  |  | Interconnected | Saint Paul | Protected Data | Protected Data | Protected Data | Residential | Solar* Rewards | 2018 | 2019 | n/a
Xcel Energy | 85 | 13781 | IOU | OID3639187 | 4.06 | Solar |  |  | Interconnected | Lindstrom | Protected Data | Protected Data | Protected Data | Residential | Solar* Rewards | 2018 | 2019 | n/a
Xcel Energy | 85 | 13781 | IOU | OID3639234 | 12 | Solar |  |  | Interconnected | Hugo | Protected Data | Protected Data | Protected Data | Residential | Solar* Rewards | 2018 | 2019 | n/a
Xcel Energy | 85 | 13781 | IOU | OID3639251 | 5.76 | Solar |  |  | Interconnected | Saint Paul | Protected Data | Protected Data | Protected Data | Residential | Solar* Rewards | 2018 | 2019 | n/a
Xcel Energy | 85 | 13781 | IOU | OID3640058 | 5 | Solar |  |  | Interconnected | Minneapolis | Protected Data | Protected Data | Protected Data | Residential | Solar* Rewards | 2018 | 2019 | n/a
Xcel Energy | 85 | 13781 | IOU | OID3640105 | 7.616 | Solar |  |  | Interconnected | Oakdale | Protected Data | Protected Data | Protected Data | Residential | Solar* Rewards | 2018 | 2019 | n/a
Xcel Energy | 85 | 13781 | IOU | OID3640120 | 9.994 | Solar |  |  | Interconnected | Minneapolis | Protected Data | Protected Data | Protected Data | Residential | Solar* Rewards | 2018 | 2019 | n/a
Xcel Energy | 85 | 13781 | IOU | OID3640181 | 7.616 | Solar |  |  | Interconnected | Minneapolis | Protected Data | Protected Data | Protected Data | Commercial | Solar* Rewards | 2018 | 2019 | n/a
Xcel Energy | 85 | 13781 | IOU | OID3640234 | 3.747 | Solar |  |  | Interconnected | Saint Louis Park | Protected Data | Protected Data | Protected Data | Residential | Solar* Rewards | 2018 | 2019 | n/a
Xcel Energy | 85 | 13781 | IOU | OID3640310 | 5 | Solar |  |  | Interconnected | Oakdale | Protected Data | Protected Data | Protected Data | Residential | Solar* Rewards | 2018 | 2019 | n/a
Xcel Energy | 85 | 13781 | IOU | OID3640349 | 3.747 | Solar |  |  | Interconnected | Saint Louis Park | Protected Data | Protected Data | Protected Data | Residential | Solar* Rewards | 2018 | 2019 | n/a
Xcel Energy | 85 | 13781 | IOU | OID3640362 | 29.02 | Solar |  |  | Interconnected | Minneapolis | Protected Data | Protected Data | Protected Data | Commercial | Solar* Rewards | 2018 | 2019 | n/a
Xcel Energy | 85 | 13781 | IOU | OID3640395 | 19.999 | Solar |  |  | Interconnected | Minneapolis | Protected Data | Protected Data | Protected Data | Commercial | Solar* Rewards | 2018 | 2019 | n/a
Xcel Energy | 85 | 13781 | IOU | OID3640431 | 9.994 | Solar |  |  | Interconnected | Hopkins | Protected Data | Protected Data | Protected Data | Residential | Solar* Rewards | 2018 | 2019 | n/a
Xcel Energy | 85 | 13781 | IOU | OID3640447 | 2.88 | Solar |  |  | Interconnected | Minneapolis | Protected Data | Protected Data | Protected Data | Residential | Solar* Rewards | 2018 | 2019 | n/a
Xcel Energy | 85 | 13781 | IOU | OID3640451 | 11.39 | Solar |  |  | Interconnected | North Oaks | Protected Data | Protected Data | Protected Data | Residential | Solar* Rewards | 2018 | 2019 | n/a
Xcel Energy | 85 | 13781 | IOU | OID3640463 | 2.5 | Solar |  |  | Interconnected | Bloomington | Protected Data | Protected Data | Protected Data | Residential | Solar* Rewards | 2018 | 2020 | n/a
Xcel Energy | 85 | 13781 | IOU | OID3640475 | 7.616 | Solar |  |  | Interconnected | Minneapolis | Protected Data | Protected Data | Protected Data | Residential | Solar* Rewards | 2018 | 2019 | n/a
Xcel Energy | 85 | 13781 | IOU | OID3640494 | 6 | Solar |  |  | Interconnected | Dayton | Protected Data | Protected Data | Protected Data | Residential | Solar* Rewards | 2018 | 2019 | n/a
Xcel Energy | 85 | 13781 | IOU | OID3640498 | 2.03 | Solar |  |  | Interconnected | Minneapolis | Protected Data | Protected Data | Protected Data | Residential | Solar* Rewards | 2018 | 2019 | n/a
Xcel Energy | 85 | 13781 | IOU | OID3640520 | 8.64 | Solar |  |  | Interconnected | Woodbury | Protected Data | Protected Data | Protected Data | Residential | Solar* Rewards | 2018 | 2019 | n/a
Xcel Energy | 85 | 13781 | IOU | OID3640522 | 4.64 | Solar |  |  | Interconnected | Shoreview | Protected Data | Protected Data | Protected Data | Residential | Solar* Rewards | 2018 | 2019 | n/a
Xcel Energy | 85 | 13781 | IOU | OID3641675 | 7.616 | Solar |  |  | Interconnected | Altura | Protected Data | Protected Data | Protected Data | Residential | Solar* Rewards | 2018 | 2019 | n/a
Xcel Energy | 85 | 13781 | IOU | OID3642138 | 7.616 | Solar |  |  | Interconnected | Minneapolis | Protected Data | Protected Data | Protected Data | Residential | Solar* Rewards | 2018 | 2019 | n/a
Xcel Energy | 85 | 13781 | IOU | OID3642296 | 15.232 | Solar |  |  | Interconnected | Saint Cloud | Protected Data | Protected Data | Protected Data | Commercial | Solar* Rewards | 2018 | 2019 | n/a
Xcel Energy | 85 | 13781 | IOU | OID3642300 | 17.61 | Solar |  |  | Interconnected | Saint Cloud | Protected Data | Protected Data | Protected Data | Commercial | Solar* Rewards | 2018 | 2019 | n/a
Xcel Energy | 85 | 13781 | IOU | OID3642306 | 7.616 | Solar |  |  | Interconnected | Minneapolis | Protected Data | Protected Data | Protected Data | Residential | Solar* Rewards | 2018 | 2019 | n/a
Xcel Energy | 85 | 13781 | IOU | OID3642316 | 7.616 | Solar |  |  | Interconnected | West Saint Paul | Protected Data | Protected Data | Protected Data | Commercial | Solar* Rewards | 2018 | 2020 | n/a
Xcel Energy | 85 | 13781 | IOU | OID3643300 | 4.8 | Solar |  |  | Interconnected | Minneapolis | Protected Data | Protected Data | Protected Data | Residential | Solar* Rewards | 2018 | 2019 | n/a
Xcel Energy | 85 | 13781 | IOU | OID3643382 | 7.616 | Solar |  |  | Interconnected | Eden Prairie | Protected Data | Protected Data | Protected Data | Residential | Solar* Rewards | 2018 | 2019 | n/a
Xcel Energy | 85 | 13781 | IOU | OID3643543 | 6 | Solar |  |  | Interconnected | Medina | Protected Data | Protected Data | Protected Data | Residential | Solar* Rewards | 2018 | 2019 | n/a
Xcel Energy | 85 | 13781 | IOU | OID3643557 | 19.988 | Solar |  |  | Interconnected | Stillwater | Protected Data | Protected Data | Protected Data | Residential | Solar* Rewards | 2018 | 2019 | n/a
Xcel Energy | 85 | 13781 | IOU | OID3643564 | 19.988 | Solar |  |  | Interconnected | Long Lake | Protected Data | Protected Data | Protected Data | Commercial | Solar* Rewards | 2018 | 2020 | n/a
Xcel Energy | 85 | 13781 | IOU | OID3643598 | 39.998 | Solar |  |  | Interconnected | Long Lake | Protected Data | Protected Data | Protected Data | Commercial | Solar* Rewards | 2018 | 2020 | n/a
Xcel Energy | 85 | 13781 | IOU | OID3643606 | 39.998 | Solar |  |  | Interconnected | Long Lake | Protected Data | Protected Data | Protected Data | Commercial | Solar* Rewards | 2018 | 2020 | n/a
Xcel Energy | 85 | 13781 | IOU | OID3643663 | 39.998 | Solar |  |  | Interconnected | Orono | Protected Data | Protected Data | Protected Data | Commercial | Solar* Rewards | 2018 | 2019 | n/a
Xcel Energy | 85 | 13781 | IOU | OID3643749 | 4.08 | Solar |  |  | Interconnected | Winona | Protected Data | Protected Data | Protected Data | Commercial | Solar* Rewards | 2018 | 2019 | n/a
Xcel Energy | 85 | 13781 | IOU | OID3643897 | 7.616 | Solar |  |  | Interconnected | New London | Protected Data | Protected Data | Protected Data | Residential | Solar* Rewards | 2018 | 2019 | n/a
Xcel Energy | 85 | 13781 | IOU | OID3644077 | 3.747 | Solar |  |  | Interconnected | Saint Paul | Protected Data | Protected Data | Protected Data | Residential | Solar* Rewards | 2018 | 2019 | n/a
Xcel Energy | 85 | 13781 | IOU | OID3644189 | 39.998 | Solar |  |  | Interconnected | Elko New Market | Protected Data | Protected Data | Protected Data | Commercial | Solar* Rewards | 2018 | 2019 | n/a
Xcel Energy | 85 | 13781 | IOU | OID3644207 | 2.88 | Solar |  |  | Interconnected | Saint Paul | Protected Data | Protected Data | Protected Data | Residential | Solar* Rewards | 2018 | 2019 | n/a
Xcel Energy | 85 | 13781 | IOU | OID3644420 | 39.998 | Solar |  |  | Interconnected | Hopkins | Protected Data | Protected Data | Protected Data | Commercial | Solar* Rewards | 2018 | 2019 | n/a
Xcel Energy | 85 | 13781 | IOU | OID3644450 | 6.24 | Solar |  |  | Interconnected | White Bear Lake | Protected Data | Protected Data | Protected Data | Residential | Solar* Rewards | 2018 | 2019 | n/a
Xcel Energy | 85 | 13781 | IOU | OID3644862 | 38.012 | Solar |  |  | Interconnected | Altura | Protected Data | Protected Data | Protected Data | Commercial | Solar* Rewards | 2018 | 2019 | n/a
Xcel Energy | 85 | 13781 | IOU | OID3666001 | 29.02 | Solar |  |  | Interconnected | Long Lake | Protected Data | Protected Data | Protected Data | Commercial | Solar* Rewards | 2018 | 2019 | n/a
Xcel Energy | 85 | 13781 | IOU | OID3666005 | 29.02 | Solar |  |  | Interconnected | Long Lake | Protected Data | Protected Data | Protected Data | Commercial | Solar* Rewards | 2018 | 2019 | n/a
Xcel Energy | 85 | 13781 | IOU | OID3666128 | 9.994 | Solar |  |  | Interconnected | Stillwater | Protected Data | Protected Data | Protected Data | Residential | Solar* Rewards | 2018 | 2019 | n/a
Xcel Energy | 85 | 13781 | IOU | OID3666131 | 2.88 | Solar |  |  | Interconnected | Richfield | Protected Data | Protected Data | Protected Data | Residential | Solar* Rewards | 2018 | 2019 | n/a
Xcel Energy | 85 | 13781 | IOU | OID3666146 | 3.36 | Solar |  |  | Interconnected | Saint Louis Park | Protected Data | Protected Data | Protected Data | Residential | Solar* Rewards | 2018 | 2019 | n/a
Xcel Energy | 85 | 13781 | IOU | OID3666147 | 29.02 | Solar |  |  | Interconnected | Stillwater | Protected Data | Protected Data | Protected Data | Commercial | Solar* Rewards | 2018 | 2019 | n/a
Xcel Energy | 85 | 13781 | IOU | OID3666173 | 5.04 | Solar |  |  | Interconnected | Columbia Heights | Protected Data | Protected Data | Protected Data | Residential | Solar* Rewards | 2018 | 2019 | n/a
Xcel Energy | 85 | 13781 | IOU | OID3666190 | 11.39 | Solar |  |  | Interconnected | Prior Lake | Protected Data | Protected Data | Protected Data | Commercial | Solar* Rewards | 2018 | 2019 | n/a
Xcel Energy | 85 | 13781 | IOU | OID3666257 | 5.52 | Solar |  |  | Interconnected | Saint Paul | Protected Data | Protected Data | Protected Data | Residential | Solar* Rewards | 2018 | 2019 | n/a
Xcel Energy | 85 | 13781 | IOU | OID3666267 | 6.96 | Solar |  |  | Interconnected | Saint Paul | Protected Data | Protected Data | Protected Data | Residential | Solar* Rewards | 2018 | 2019 | n/a
Xcel Energy | 85 | 13781 | IOU | OID3666273 | 3.84 | Solar |  |  | Interconnected | Minneapolis | Protected Data | Protected Data | Protected Data | Residential | Solar* Rewards | 2018 | 2019 | n/a
Xcel Energy | 85 | 13781 | IOU | OID3666283 | 7.616 | Solar |  |  | Interconnected | Chisago City | Protected Data | Protected Data | Protected Data | Residential | Solar* Rewards | 2018 | 2019 | n/a
Xcel Energy | 85 | 13781 | IOU | OID3666293 | 3.465 | Solar |  |  | Interconnected | Roseville | Protected Data | Protected Data | Protected Data | Residential | Solar* Rewards | 2018 | 2019 | n/a
Xcel Energy | 85 | 13781 | IOU | OID3666299 | 7.625 | Solar |  |  | Interconnected | Avon | Protected Data | Protected Data | Protected Data | Residential | Solar* Rewards | 2018 | 2019 | n/a
Xcel Energy | 85 | 13781 | IOU | OID3666341 | 6 | Solar |  |  | Interconnected | Richmond | Protected Data | Protected Data | Protected Data | Residential | Solar* Rewards | 2018 | 2019 | n/a
Xcel Energy | 85 | 13781 | IOU | OID3666342 | 33.3 | Solar |  |  | Interconnected | New Brighton | Protected Data | Protected Data | Protected Data | Commercial | Solar* Rewards | 2018 | 2019 | n/a
Xcel Energy | 85 | 13781 | IOU | OID3666346 | 33.3 | Solar |  |  | Interconnected | Saint Paul | Protected Data | Protected Data | Protected Data | Commercial | Solar* Rewards | 2018 | 2020 | n/a
Xcel Energy | 85 | 13781 | IOU | OID3666583 | 17.61 | Solar |  |  | Interconnected | Roseville | Protected Data | Protected Data | Protected Data | Residential | Solar* Rewards | 2018 | 2019 | n/a
Xcel Energy | 85 | 13781 | IOU | OID3666594 | 17.61 | Solar |  |  | Interconnected | Maple Grove | Protected Data | Protected Data | Protected Data | Commercial | Solar* Rewards | 2018 | 2020 | n/a
Xcel Energy | 85 | 13781 | IOU | OID3666595 | 17.61 | Solar |  |  | Interconnected | Maple Grove | Protected Data | Protected Data | Protected Data | Commercial | Solar* Rewards | 2018 | 2020 | n/a
Xcel Energy | 85 | 13781 | IOU | OID3666599 | 17.61 | Solar |  |  | Interconnected | Maple Grove | Protected Data | Protected Data | Protected Data | Commercial | Solar* Rewards | 2018 | 2020 | n/a
Xcel Energy | 85 | 13781 | IOU | OID3666607 | 15.137 | Solar |  |  | Interconnected | Minneapolis | Protected Data | Protected Data | Protected Data | Residential | Solar* Rewards | 2018 | 2019 | n/a
Xcel Energy | 85 | 13781 | IOU | OID3666618 | 15.137 | Solar |  |  | Interconnected | Maple Grove | Protected Data | Protected Data | Protected Data | Commercial | Solar* Rewards | 2018 | 2020 | n/a
Xcel Energy | 85 | 13781 | IOU | OID3666621 | 15.137 | Solar |  |  | Interconnected | Maple Grove | Protected Data | Protected Data | Protected Data | Commercial | Solar* Rewards | 2018 | 2020 | n/a
Xcel Energy | 85 | 13781 | IOU | OID3666624 | 3.48 | Solar |  |  | Interconnected | Crystal | Protected Data | Protected Data | Protected Data | Residential | Solar* Rewards | 2018 | 2019 | n/a
Xcel Energy | 85 | 13781 | IOU | OID3666629 | 4.8 | Solar |  |  | Interconnected | Saint Paul | Protected Data | Protected Data | Protected Data | Commercial | Solar* Rewards | 2018 | 2019 | n/a
Xcel Energy | 85 | 13781 | IOU | OID3666680 | 4.8 | Solar |  |  | Interconnected | Roseville | Protected Data | Protected Data | Protected Data | Commercial | Solar* Rewards | 2018 | 2020 | n/a
Xcel Energy | 85 | 13781 | IOU | OID3666722 | 9.994 | Solar |  |  | Interconnected | Minneapolis | Protected Data | Protected Data | Protected Data | Residential | Solar* Rewards | 2018 | 2019 | n/a
Xcel Energy | 85 | 13781 | IOU | OID3666729 | 15.232 | Solar |  |  | Interconnected | Watertown | Protected Data | Protected Data | Protected Data | Commercial | Solar* Rewards | 2018 | 2019 | n/a
Xcel Energy | 85 | 13781 | IOU | OID3666745 | 7.2 | Solar |  |  | Interconnected | Lino Lakes | Protected Data | Protected Data | Protected Data | Residential | Solar* Rewards | 2018 | 2019 | n/a
Xcel Energy | 85 | 13781 | IOU | OID3666748 | 2.64 | Solar |  |  | Interconnected | Stillwater | Protected Data | Protected Data | Protected Data | Residential | Solar* Rewards | 2018 | 2019 | n/a
Xcel Energy | 85 | 13781 | IOU | OID3666761 | 3.84 | Solar |  |  | Interconnected | Brooklyn Center | Protected Data | Protected Data | Protected Data | Residential | Solar* Rewards | 2018 | 2019 | n/a
Xcel Energy | 85 | 13781 | IOU | OID3666772 | 39.998 | Solar |  |  | Interconnected | White Bear Lake | Protected Data | Protected Data | Protected Data | Commercial | Solar* Rewards | 2018 | 2019 | n/a
Xcel Energy | 85 | 13781 | IOU | OID3666778 | 7.44 | Solar |  |  | Interconnected | Minneapolis | Protected Data | Protected Data | Protected Data | Residential | Solar* Rewards | 2018 | 2019 | n/a
Xcel Energy | 85 | 13781 | IOU | OID3666785 | 33.3 | Solar |  |  | Interconnected | White Bear Lake | Protected Data | Protected Data | Protected Data | Commercial | Solar* Rewards | 2018 | 2018 | n/a
Xcel Energy | 85 | 13781 | IOU | OID3666787 | 39.998 | Solar |  |  | Interconnected | White Bear Lake | Protected Data | Protected Data | Protected Data | Commercial | Solar* Rewards | 2018 | 2019 | n/a
Xcel Energy | 85 | 13781 | IOU | OID3666797 | 39.998 | Solar |  |  | Interconnected | White Bear Lake | Protected Data | Protected Data | Protected Data | Commercial | Solar* Rewards | 2018 | 2019 | n/a
Xcel Energy | 85 | 13781 | IOU | OID3666824 | 39.998 | Solar |  |  | Interconnected | White Bear Lake | Protected Data | Protected Data | Protected Data | Commercial | Solar* Rewards | 2018 | 2019 | n/a
Xcel Energy | 85 | 13781 | IOU | OID3666825 | 39.998 | Solar |  |  | Interconnected | Saint Joseph | Protected Data | Protected Data | Protected Data | Commercial | Solar* Rewards | 2018 | 2020 | n/a
Xcel Energy | 85 | 13781 | IOU | OID3666830 | 39.998 | Solar |  |  | Interconnected | Hugo | Protected Data | Protected Data | Protected Data | Commercial | Solar* Rewards | 2018 | 2019 | n/a
Xcel Energy | 85 | 13781 | IOU | OID3713685 | 7.625 | Solar |  |  | Interconnected | Minneapolis | Protected Data | Protected Data | Protected Data | Residential | Solar* Rewards | 2019 | 2020 | n/a
Xcel Energy | 85 | 13781 | IOU | OID3713743 | 2.962 | Solar |  |  | Interconnected | Minneapolis | Protected Data | Protected Data | Protected Data | Residential | Solar* Rewards | 2019 | 2020 | n/a
Xcel Energy | 85 | 13781 | IOU | OID3714131 | 4.48 | Solar |  |  | Interconnected | Minneapolis | Protected Data | Protected Data | Protected Data | Commercial | Solar* Rewards | 2019 | 2020 | n/a
Xcel Energy | 85 | 13781 | IOU | OID3718716 | 33.3 | Solar |  |  | Interconnected | Saint Cloud | Protected Data | Protected Data | Protected Data | Commercial | Solar* Rewards | 2019 | 2020 | n/a
Xcel Energy | 85 | 13781 | IOU | OID3738698 | 3.36 | Solar |  | X | Interconnected | Edina | Protected Data | Protected Data | Protected Data | Residential | Solar* Rewards | 2019 | 2020 | n/a
Xcel Energy | 85 | 13781 | IOU | OID3761343 | 2.9 | Solar |  |  | Interconnected | Saint Paul | Protected Data | Protected Data | Protected Data | Residential | Solar* Rewards | 2019 | 2020 | n/a
Xcel Energy | 85 | 13781 | IOU | OID3795423 | 10.81 | Solar |  |  | Interconnected | Saint Paul | Protected Data | Protected Data | Protected Data | Residential | Solar* Rewards | 2019 | 2020 | n/a
Xcel Energy | 85 | 13781 | IOU | OID3814478 | 9.994 | Solar |  |  | Interconnected | Minneapolis | Protected Data | Protected Data | Protected Data | Residential | Solar* Rewards | 2019 | 2020 | n/a
Xcel Energy | 85 | 13781 | IOU | OID3814605 | 5 | Solar |  |  | Interconnected | Brooklyn Park | Protected Data | Protected Data | Protected Data | Residential | Solar* Rewards | 2019 | 2020 | n/a
Xcel Energy | 85 | 13781 | IOU | OID3821854 | 9.28 | Solar |  |  | Interconnected | Minnetonka | Protected Data | Protected Data | Protected Data | Residential | Solar* Rewards | 2019 | 2020 | n/a
Xcel Energy | 85 | 13781 | IOU | SRC038289 | 1000 | Solar |  |  | Interconnected | Paynesville | Protected Data | Protected Data | Protected Data | Community Solar Garden | Solar* Rewards Community | 2014 | 2016 | n/a
Xcel Energy | 85 | 13781 | IOU | SRC038290 | 1000 | Solar |  |  | Interconnected | Rosemount | Protected Data | Protected Data | Protected Data | Community Solar Garden | Solar* Rewards Community | 2014 | 2016 | n/a
Xcel Energy | 85 | 13781 | IOU | SRC038291 | 1000 | Solar |  |  | Interconnected | Paynesville | Protected Data | Protected Data | Protected Data | Community Solar Garden | Solar* Rewards Community | 2014 | 2017 | n/a
Xcel Energy | 85 | 13781 | IOU | SRC038292 | 1000 | Solar |  |  | Interconnected | Waseca | Protected Data | Protected Data | Protected Data | Community Solar Garden | Solar* Rewards Community | 2014 | 2018 | n/a
Xcel Energy | 85 | 13781 | IOU | SRC038293 | 1000 | Solar |  |  | Interconnected | Paynesville | Protected Data | Protected Data | Protected Data | Community Solar Garden | Solar* Rewards Community | 2014 | 2016 | n/a
Xcel Energy | 85 | 13781 | IOU | SRC038294 | 250 | Solar |  |  | Interconnected | Minnesota City | Protected Data | Protected Data | Protected Data | Community Solar Garden | Solar* Rewards Community | 2014 | 2017 | n/a
Xcel Energy | 85 | 13781 | IOU | SRC038295 | 1000 | Solar |  |  | Interconnected | Rosemount | Protected Data | Protected Data | Protected Data | Community Solar Garden | Solar* Rewards Community | 2014 | 2016 | n/a
Xcel Energy | 85 | 13781 | IOU | SRC038296 | 1000 | Solar |  |  | Interconnected | Rosemount | Protected Data | Protected Data | Protected Data | Community Solar Garden | Solar* Rewards Community | 2014 | 2016 | n/a
Xcel Energy | 85 | 13781 | IOU | SRC038302 | 1000 | Solar |  |  | Interconnected | Rosemount | Protected Data | Protected Data | Protected Data | Community Solar Garden | Solar* Rewards Community | 2014 | 2016 | n/a
Xcel Energy | 85 | 13781 | IOU | SRC038303 | 1000 | Solar |  |  | Interconnected | Northfield | Protected Data | Protected Data | Protected Data | Community Solar Garden | Solar* Rewards Community | 2014 | 2016 | n/a
Xcel Energy | 85 | 13781 | IOU | SRC038304 | 1000 | Solar |  |  | Interconnected | Rosemount | Protected Data | Protected Data | Protected Data | Community Solar Garden | Solar* Rewards Community | 2014 | 2016 | n/a
Xcel Energy | 85 | 13781 | IOU | SRC038307 | 1000 | Solar |  |  | Interconnected | Paynesville | Protected Data | Protected Data | Protected Data | Community Solar Garden | Solar* Rewards Community | 2014 | 2016 | n/a
Xcel Energy | 85 | 13781 | IOU | SRC038311 | 1000 | Solar |  |  | Interconnected | Farmington | Protected Data | Protected Data | Protected Data | Community Solar Garden | Solar* Rewards Community | 2014 | 2017 | n/a
Xcel Energy | 85 | 13781 | IOU | SRC038315 | 1000 | Solar |  |  | Interconnected | Paynesville | Protected Data | Protected Data | Protected Data | Community Solar Garden | Solar* Rewards Community | 2014 | 2016 | n/a
Xcel Energy | 85 | 13781 | IOU | SRC038316 | 1000 | Solar |  |  | Interconnected | Saint Joseph | Protected Data | Protected Data | Protected Data | Community Solar Garden | Solar* Rewards Community | 2014 | 2017 | n/a
Xcel Energy | 85 | 13781 | IOU | SRC038325 | 1000 | Solar |  |  | Interconnected | Osakis | Protected Data | Protected Data | Protected Data | Community Solar Garden | Solar* Rewards Community | 2014 | 2018 | n/a
Xcel Energy | 85 | 13781 | IOU | SRC038327 | 1000 | Solar |  |  | Interconnected | Farmington | Protected Data | Protected Data | Protected Data | Community Solar Garden | Solar* Rewards Community | 2014 | 2017 | n/a
Xcel Energy | 85 | 13781 | IOU | SRC038331 | 1000 | Solar |  |  | Interconnected | Saint Joseph | Protected Data | Protected Data | Protected Data | Community Solar Garden | Solar* Rewards Community | 2014 | 2017 | n/a
Xcel Energy | 85 | 13781 | IOU | SRC038335 | 1000 | Solar |  |  | Interconnected | Taylors Falls | Protected Data | Protected Data | Protected Data | Community Solar Garden | Solar* Rewards Community | 2014 | 2016 | n/a
Xcel Energy | 85 | 13781 | IOU | SRC038337 | 1000 | Solar |  |  | Interconnected | Farmington | Protected Data | Protected Data | Protected Data | Community Solar Garden | Solar* Rewards Community | 2014 | 2017 | n/a
Xcel Energy | 85 | 13781 | IOU | SRC038339 | 1000 | Solar |  |  | Interconnected | Taylors Falls | Protected Data | Protected Data | Protected Data | Community Solar Garden | Solar* Rewards Community | 2014 | 2016 | n/a
Xcel Energy | 85 | 13781 | IOU | SRC038344 | 1000 | Solar |  |  | Interconnected | Farmington | Protected Data | Protected Data | Protected Data | Community Solar Garden | Solar* Rewards Community | 2014 | 2017 | n/a
Xcel Energy | 85 | 13781 | IOU | SRC038345 | 1000 | Solar |  |  | Interconnected | Taylors Falls | Protected Data | Protected Data | Protected Data | Community Solar Garden | Solar* Rewards Community | 2014 | 2016 | n/a
Xcel Energy | 85 | 13781 | IOU | SRC038348 | 1000 | Solar |  |  | Interconnected | North Branch | Protected Data | Protected Data | Protected Data | Community Solar Garden | Solar* Rewards Community | 2014 | 2016 | n/a
Xcel Energy | 85 | 13781 | IOU | SRC038357 | 1000 | Solar |  |  | Interconnected | Clear Lake | Protected Data | Protected Data | Protected Data | Community Solar Garden | Solar* Rewards Community | 2014 | 2018 | n/a
Xcel Energy | 85 | 13781 | IOU | SRC038360 | 1000 | Solar |  |  | Interconnected | Clear Lake | Protected Data | Protected Data | Protected Data | Community Solar Garden | Solar* Rewards Community | 2014 | 2018 | n/a
Xcel Energy | 85 | 13781 | IOU | SRC038364 | 1000 | Solar |  |  | Interconnected | Kenyon | Protected Data | Protected Data | Protected Data | Community Solar Garden | Solar* Rewards Community | 2014 | 2018 | n/a
Xcel Energy | 85 | 13781 | IOU | SRC038365 | 1000 | Solar |  |  | Interconnected | Kenyon | Protected Data | Protected Data | Protected Data | Community Solar Garden | Solar* Rewards Community | 2014 | 2018 | n/a
Xcel Energy | 85 | 13781 | IOU | SRC038377 | 1000 | Solar |  |  | Interconnected | Northfield | Protected Data | Protected Data | Protected Data | Community Solar Garden | Solar* Rewards Community | 2014 | 2016 | n/a
Xcel Energy | 85 | 13781 | IOU | SRC038380 | 1000 | Solar |  |  | Interconnected | Northfield | Protected Data | Protected Data | Protected Data | Community Solar Garden | Solar* Rewards Community | 2014 | 2016 | n/a
Xcel Energy | 85 | 13781 | IOU | SRC038381 | 1000 | Solar |  |  | Interconnected | Clear Lake | Protected Data | Protected Data | Protected Data | Community Solar Garden | Solar* Rewards Community | 2014 | 2018 | n/a
Xcel Energy | 85 | 13781 | IOU | SRC038386 | 1000 | Solar |  |  | Interconnected | Northfield | Protected Data | Protected Data | Protected Data | Community Solar Garden | Solar* Rewards Community | 2014 | 2016 | n/a
Xcel Energy | 85 | 13781 | IOU | SRC038388 | 1000 | Solar |  |  | Interconnected | Northfield | Protected Data | Protected Data | Protected Data | Community Solar Garden | Solar* Rewards Community | 2014 | 2016 | n/a
Xcel Energy | 85 | 13781 | IOU | SRC038389 | 1000 | Solar |  |  | Interconnected | Clear Lake | Protected Data | Protected Data | Protected Data | Community Solar Garden | Solar* Rewards Community | 2014 | 2018 | n/a
Xcel Energy | 85 | 13781 | IOU | SRC038412 | 1000 | Solar |  |  | Interconnected | Clear Lake | Protected Data | Protected Data | Protected Data | Community Solar Garden | Solar* Rewards Community | 2014 | 2018 | n/a
Xcel Energy | 85 | 13781 | IOU | SRC038414 | 1000 | Solar |  |  | Interconnected | Clear Lake | Protected Data | Protected Data | Protected Data | Community Solar Garden | Solar* Rewards Community | 2014 | 2018 | n/a
Xcel Energy | 85 | 13781 | IOU | SRC038416 | 1000 | Solar |  |  | Interconnected | Farmington | Protected Data | Protected Data | Protected Data | Community Solar Garden | Solar* Rewards Community | 2014 | 2017 | n/a
Xcel Energy | 85 | 13781 | IOU | SRC038418 | 1000 | Solar |  |  | Interconnected | North Branch | Protected Data | Protected Data | Protected Data | Community Solar Garden | Solar* Rewards Community | 2014 | 2016 | n/a
Xcel Energy | 85 | 13781 | IOU | SRC038420 | 1000 | Solar |  |  | Interconnected | Taylors Falls | Protected Data | Protected Data | Protected Data | Community Solar Garden | Solar* Rewards Community | 2014 | 2016 | n/a
Xcel Energy | 85 | 13781 | IOU | SRC038437 | 1000 | Solar |  |  | Interconnected | Saint Joseph | Protected Data | Protected Data | Protected Data | Community Solar Garden | Solar* Rewards Community | 2014 | 2017 | n/a
Xcel Energy | 85 | 13781 | IOU | SRC038438 | 1000 | Solar |  |  | Interconnected | North Branch | Protected Data | Protected Data | Protected Data | Community Solar Garden | Solar* Rewards Community | 2014 | 2016 | n/a
Xcel Energy | 85 | 13781 | IOU | SRC038445 | 1000 | Solar |  |  | Interconnected | Big Lake | Protected Data | Protected Data | Protected Data | Community Solar Garden | Solar* Rewards Community | 2014 | 2018 | n/a
Xcel Energy | 85 | 13781 | IOU | SRC038446 | 1000 | Solar |  |  | Interconnected | North Branch | Protected Data | Protected Data | Protected Data | Community Solar Garden | Solar* Rewards Community | 2014 | 2016 | n/a
Xcel Energy | 85 | 13781 | IOU | SRC038450 | 1000 | Solar |  |  | Interconnected | North Branch | Protected Data | Protected Data | Protected Data | Community Solar Garden | Solar* Rewards Community | 2014 | 2016 | n/a
Xcel Energy | 85 | 13781 | IOU | SRC038467 | 1000 | Solar |  |  | Interconnected | Cold Spring | Protected Data | Protected Data | Protected Data | Community Solar Garden | Solar* Rewards Community | 2014 | 2017 | n/a
Xcel Energy | 85 | 13781 | IOU | SRC038469 | 1000 | Solar |  |  | Interconnected | Cold Spring | Protected Data | Protected Data | Protected Data | Community Solar Garden | Solar* Rewards Community | 2014 | 2017 | n/a
Xcel Energy | 85 | 13781 | IOU | SRC038478 | 1000 | Solar |  |  | Interconnected | Cold Spring | Protected Data | Protected Data | Protected Data | Community Solar Garden | Solar* Rewards Community | 2014 | 2017 | n/a
Xcel Energy | 85 | 13781 | IOU | SRC038484 | 1000 | Solar |  |  | Interconnected | Saint Michael | Protected Data | Protected Data | Protected Data | Community Solar Garden | Solar* Rewards Community | 2014 | 2019 | n/a
Xcel Energy | 85 | 13781 | IOU | SRC038485 | 1000 | Solar |  |  | Interconnected | Saint Michael | Protected Data | Protected Data | Protected Data | Community Solar Garden | Solar* Rewards Community | 2014 | 2019 | n/a
Xcel Energy | 85 | 13781 | IOU | SRC038486 | 1000 | Solar |  |  | Interconnected | Saint Michael | Protected Data | Protected Data | Protected Data | Community Solar Garden | Solar* Rewards Community | 2014 | 2019 | n/a
Xcel Energy | 85 | 13781 | IOU | SRC038491 | 1000 | Solar |  |  | Interconnected | Starbuck | Protected Data | Protected Data | Protected Data | Community Solar Garden | Solar* Rewards Community | 2014 | 2018 | n/a
Xcel Energy | 85 | 13781 | IOU | SRC038492 | 1000 | Solar |  |  | Interconnected | Montrose | Protected Data | Protected Data | Protected Data | Community Solar Garden | Solar* Rewards Community | 2014 | 2017 | n/a
Xcel Energy | 85 | 13781 | IOU | SRC038493 | 1000 | Solar |  |  | Interconnected | Saint Michael | Protected Data | Protected Data | Protected Data | Community Solar Garden | Solar* Rewards Community | 2014 | 2018 | n/a
Xcel Energy | 85 | 13781 | IOU | SRC038495 | 1000 | Solar |  |  | Interconnected | Saint Michael | Protected Data | Protected Data | Protected Data | Community Solar Garden | Solar* Rewards Community | 2014 | 2019 | n/a
Xcel Energy | 85 | 13781 | IOU | SRC038496 | 1000 | Solar |  |  | Interconnected | Montrose | Protected Data | Protected Data | Protected Data | Community Solar Garden | Solar* Rewards Community | 2014 | 2017 | n/a
Xcel Energy | 85 | 13781 | IOU | SRC038499 | 1000 | Solar |  |  | Interconnected | Saint Michael | Protected Data | Protected Data | Protected Data | Community Solar Garden | Solar* Rewards Community | 2014 | 2018 | n/a
Xcel Energy | 85 | 13781 | IOU | SRC038500 | 1000 | Solar |  |  | Interconnected | Saint Michael | Protected Data | Protected Data | Protected Data | Community Solar Garden | Solar* Rewards Community | 2014 | 2018 | n/a
Xcel Energy | 85 | 13781 | IOU | SRC038501 | 1000 | Solar |  |  | Interconnected | Montrose | Protected Data | Protected Data | Protected Data | Community Solar Garden | Solar* Rewards Community | 2014 | 2017 | n/a
Xcel Energy | 85 | 13781 | IOU | SRC038502 | 1000 | Solar |  |  | Interconnected | Saint Michael | Protected Data | Protected Data | Protected Data | Community Solar Garden | Solar* Rewards Community | 2014 | 2019 | n/a
Xcel Energy | 85 | 13781 | IOU | SRC038503 | 1000 | Solar |  |  | Interconnected | Starbuck | Protected Data | Protected Data | Protected Data | Community Solar Garden | Solar* Rewards Community | 2014 | 2018 | n/a
Xcel Energy | 85 | 13781 | IOU | SRC038510 | 1000 | Solar |  |  | Interconnected | Saint Michael | Protected Data | Protected Data | Protected Data | Community Solar Garden | Solar* Rewards Community | 2014 | 2018 | n/a
Xcel Energy | 85 | 13781 | IOU | SRC038511 | 1000 | Solar |  |  | Interconnected | Saint Michael | Protected Data | Protected Data | Protected Data | Community Solar Garden | Solar* Rewards Community | 2014 | 2018 | n/a
Xcel Energy | 85 | 13781 | IOU | SRC038513 | 1000 | Solar |  |  | Interconnected | Montrose | Protected Data | Protected Data | Protected Data | Community Solar Garden | Solar* Rewards Community | 2014 | 2017 | n/a
Xcel Energy | 85 | 13781 | IOU | SRC038516 | 1000 | Solar |  |  | Interconnected | Starbuck | Protected Data | Protected Data | Protected Data | Community Solar Garden | Solar* Rewards Community | 2014 | 2018 | n/a
Xcel Energy | 85 | 13781 | IOU | SRC038518 | 1000 | Solar |  |  | Interconnected | Starbuck | Protected Data | Protected Data | Protected Data | Community Solar Garden | Solar* Rewards Community | 2014 | 2018 | n/a
Xcel Energy | 85 | 13781 | IOU | SRC038521 | 1000 | Solar |  |  | Interconnected | Montrose | Protected Data | Protected Data | Protected Data | Community Solar Garden | Solar* Rewards Community | 2014 | 2017 | n/a
Xcel Energy | 85 | 13781 | IOU | SRC038522 | 1000 | Solar |  |  | Interconnected | Starbuck | Protected Data | Protected Data | Protected Data | Community Solar Garden | Solar* Rewards Community | 2014 | 2018 | n/a
Xcel Energy | 85 | 13781 | IOU | SRC038529 | 1000 | Solar |  |  | Interconnected | Waverly | Protected Data | Protected Data | Protected Data | Community Solar Garden | Solar* Rewards Community | 2014 | 2017 | n/a
Xcel Energy | 85 | 13781 | IOU | SRC038536 | 1000 | Solar |  |  | Interconnected | Waverly | Protected Data | Protected Data | Protected Data | Community Solar Garden | Solar* Rewards Community | 2014 | 2017 | n/a
Xcel Energy | 85 | 13781 | IOU | SRC038556 | 1000 | Solar |  |  | Interconnected | Waverly | Protected Data | Protected Data | Protected Data | Community Solar Garden | Solar* Rewards Community | 2014 | 2017 | n/a
Xcel Energy | 85 | 13781 | IOU | SRC038557 | 1000 | Solar |  |  | Interconnected | Waverly | Protected Data | Protected Data | Protected Data | Community Solar Garden | Solar* Rewards Community | 2014 | 2017 | n/a
Xcel Energy | 85 | 13781 | IOU | SRC038559 | 1000 | Solar |  |  | Interconnected | Waverly | Protected Data | Protected Data | Protected Data | Community Solar Garden | Solar* Rewards Community | 2014 | 2017 | n/a
Xcel Energy | 85 | 13781 | IOU | SRC038576 | 1000 | Solar |  |  | Interconnected | Kenyon | Protected Data | Protected Data | Protected Data | Community Solar Garden | Solar* Rewards Community | 2014 | 2018 | n/a
Xcel Energy | 85 | 13781 | IOU | SRC038583 | 1000 | Solar |  |  | Interconnected | Kenyon | Protected Data | Protected Data | Protected Data | Community Solar Garden | Solar* Rewards Community | 2014 | 2018 | n/a
Xcel Energy | 85 | 13781 | IOU | SRC038586 | 1000 | Solar |  |  | Interconnected | Farmington | Protected Data | Protected Data | Protected Data | Community Solar Garden | Solar* Rewards Community | 2014 | 2018 | n/a
Xcel Energy | 85 | 13781 | IOU | SRC038589 | 1000 | Solar |  |  | Interconnected | Clear Lake | Protected Data | Protected Data | Protected Data | Community Solar Garden | Solar* Rewards Community | 2014 | 2018 | n/a
Xcel Energy | 85 | 13781 | IOU | SRC038591 | 1000 | Solar |  |  | Interconnected | Big Lake | Protected Data | Protected Data | Protected Data | Community Solar Garden | Solar* Rewards Community | 2014 | 2018 | n/a
Xcel Energy | 85 | 13781 | IOU | SRC038601 | 1000 | Solar |  |  | Interconnected | Clear Lake | Protected Data | Protected Data | Protected Data | Community Solar Garden | Solar* Rewards Community | 2014 | 2018 | n/a
Xcel Energy | 85 | 13781 | IOU | SRC038602 | 1000 | Solar |  |  | Interconnected | Kenyon | Protected Data | Protected Data | Protected Data | Community Solar Garden | Solar* Rewards Community | 2014 | 2018 | n/a
Xcel Energy | 85 | 13781 | IOU | SRC038603 | 1000 | Solar |  |  | Interconnected | Big Lake | Protected Data | Protected Data | Protected Data | Community Solar Garden | Solar* Rewards Community | 2014 | 2018 | n/a
Xcel Energy | 85 | 13781 | IOU | SRC038610 | 998 | Solar |  |  | Interconnected | Waconia | Protected Data | Protected Data | Protected Data | Community Solar Garden | Solar* Rewards Community | 2014 | 2018 | n/a
Xcel Energy | 85 | 13781 | IOU | SRC038612 | 1000 | Solar |  |  | Interconnected | Farmington | Protected Data | Protected Data | Protected Data | Community Solar Garden | Solar* Rewards Community | 2014 | 2018 | n/a
Xcel Energy | 85 | 13781 | IOU | SRC038613 | 1000 | Solar |  |  | Interconnected | Clear Lake | Protected Data | Protected Data | Protected Data | Community Solar Garden | Solar* Rewards Community | 2014 | 2018 | n/a
Xcel Energy | 85 | 13781 | IOU | SRC038614 | 1000 | Solar |  |  | Interconnected | Big Lake | Protected Data | Protected Data | Protected Data | Community Solar Garden | Solar* Rewards Community | 2014 | 2018 | n/a
Xcel Energy | 85 | 13781 | IOU | SRC038620 | 1000 | Solar |  |  | Interconnected | Big Lake | Protected Data | Protected Data | Protected Data | Community Solar Garden | Solar* Rewards Community | 2014 | 2018 | n/a
Xcel Energy | 85 | 13781 | IOU | SRC038623 | 800 | Solar |  |  | Interconnected | Clear Lake | Protected Data | Protected Data | Protected Data | Community Solar Garden | Solar* Rewards Community | 2014 | 2018 | n/a
Xcel Energy | 85 | 13781 | IOU | SRC038633 | 1000 | Solar |  |  | Interconnected | Farmington | Protected Data | Protected Data | Protected Data | Community Solar Garden | Solar* Rewards Community | 2014 | 2018 | n/a
Xcel Energy | 85 | 13781 | IOU | SRC038654 | 1000 | Solar |  |  | Interconnected | Farmington | Protected Data | Protected Data | Protected Data | Community Solar Garden | Solar* Rewards Community | 2014 | 2018 | n/a
Xcel Energy | 85 | 13781 | IOU | SRC038665 | 1000 | Solar |  |  | Interconnected | Farmington | Protected Data | Protected Data | Protected Data | Community Solar Garden | Solar* Rewards Community | 2014 | 2018 | n/a
Xcel Energy | 85 | 13781 | IOU | SRC038674 | 998 | Solar |  |  | Interconnected | Zumbrota | Protected Data | Protected Data | Protected Data | Community Solar Garden | Solar* Rewards Community | 2014 | 2018 | n/a
Xcel Energy | 85 | 13781 | IOU | SRC038777 | 36 | Solar |  |  | Interconnected | Minneapolis | Protected Data | Protected Data | Protected Data | Community Solar Garden | Solar* Rewards Community | 2014 | 2016 | n/a
Xcel Energy | 85 | 13781 | IOU | SRC038785 | 1000 | Solar |  |  | Interconnected | Eagle Lake | Protected Data | Protected Data | Protected Data | Community Solar Garden | Solar* Rewards Community | 2015 | 2017 | n/a
Xcel Energy | 85 | 13781 | IOU | SRC038786 | 1000 | Solar |  |  | Interconnected | Watertown | Protected Data | Protected Data | Protected Data | Community Solar Garden | Solar* Rewards Community | 2015 | 2017 | n/a
Xcel Energy | 85 | 13781 | IOU | SRC038787 | 1000 | Solar |  |  | Interconnected | Watertown | Protected Data | Protected Data | Protected Data | Community Solar Garden | Solar* Rewards Community | 2015 | 2017 | n/a
Xcel Energy | 85 | 13781 | IOU | SRC038788 | 1000 | Solar |  |  | Interconnected | Watertown | Protected Data | Protected Data | Protected Data | Community Solar Garden | Solar* Rewards Community | 2015 | 2017 | n/a
Xcel Energy | 85 | 13781 | IOU | SRC038789 | 1000 | Solar |  |  | Interconnected | Watertown | Protected Data | Protected Data | Protected Data | Community Solar Garden | Solar* Rewards Community | 2015 | 2017 | n/a
Xcel Energy | 85 | 13781 | IOU | SRC038790 | 1000 | Solar |  |  | Interconnected | Watertown | Protected Data | Protected Data | Protected Data | Community Solar Garden | Solar* Rewards Community | 2015 | 2017 | n/a
Xcel Energy | 85 | 13781 | IOU | SRC039052 | 36 | Solar |  |  | Interconnected | Kasota | Protected Data | Protected Data | Protected Data | Community Solar Garden | Solar* Rewards Community | 2015 | 2015 | n/a
Xcel Energy | 85 | 13781 | IOU | SRC039062 | 998 | Solar |  |  | Interconnected | New Germany | Protected Data | Protected Data | Protected Data | Community Solar Garden | Solar* Rewards Community | 2015 | 2018 | n/a
Xcel Energy | 85 | 13781 | IOU | SRC039218 | 1000 | Solar |  |  | Interconnected | Freeport | Protected Data | Protected Data | Protected Data | Community Solar Garden | Solar* Rewards Community | 2015 | 2017 | n/a
Xcel Energy | 85 | 13781 | IOU | SRC039219 | 1000 | Solar |  |  | Interconnected | Freeport | Protected Data | Protected Data | Protected Data | Community Solar Garden | Solar* Rewards Community | 2015 | 2017 | n/a
Xcel Energy | 85 | 13781 | IOU | SRC039220 | 1000 | Solar |  |  | Interconnected | Freeport | Protected Data | Protected Data | Protected Data | Community Solar Garden | Solar* Rewards Community | 2015 | 2017 | n/a
Xcel Energy | 85 | 13781 | IOU | SRC039221 | 1000 | Solar |  |  | Interconnected | Freeport | Protected Data | Protected Data | Protected Data | Community Solar Garden | Solar* Rewards Community | 2015 | 2017 | n/a
Xcel Energy | 85 | 13781 | IOU | SRC039449 | 1000 | Solar |  |  | Interconnected | Eagle Lake | Protected Data | Protected Data | Protected Data | Community Solar Garden | Solar* Rewards Community | 2015 | 2017 | n/a
Xcel Energy | 85 | 13781 | IOU | SRC039450 | 1000 | Solar |  |  | Interconnected | Eagle Lake | Protected Data | Protected Data | Protected Data | Community Solar Garden | Solar* Rewards Community | 2015 | 2017 | n/a
Xcel Energy | 85 | 13781 | IOU | SRC039451 | 1000 | Solar |  |  | Interconnected | Eagle Lake | Protected Data | Protected Data | Protected Data | Community Solar Garden | Solar* Rewards Community | 2015 | 2017 | n/a
Xcel Energy | 85 | 13781 | IOU | SRC039452 | 1000 | Solar |  |  | Interconnected | Eagle Lake | Protected Data | Protected Data | Protected Data | Community Solar Garden | Solar* Rewards Community | 2015 | 2017 | n/a
Xcel Energy | 85 | 13781 | IOU | SRC039458 | 1000 | Solar |  |  | Interconnected | Courtland | Protected Data | Protected Data | Protected Data | Community Solar Garden | Solar* Rewards Community | 2015 | 2017 | n/a
Xcel Energy | 85 | 13781 | IOU | SRC039459 | 1000 | Solar |  |  | Interconnected | Courtland | Protected Data | Protected Data | Protected Data | Community Solar Garden | Solar* Rewards Community | 2015 | 2017 | n/a
Xcel Energy | 85 | 13781 | IOU | SRC039460 | 1000 | Solar |  |  | Interconnected | Courtland | Protected Data | Protected Data | Protected Data | Community Solar Garden | Solar* Rewards Community | 2015 | 2017 | n/a
Xcel Energy | 85 | 13781 | IOU | SRC039461 | 1000 | Solar |  |  | Interconnected | Courtland | Protected Data | Protected Data | Protected Data | Community Solar Garden | Solar* Rewards Community | 2015 | 2017 | n/a
Xcel Energy | 85 | 13781 | IOU | SRC039462 | 1000 | Solar |  |  | Interconnected | Courtland | Protected Data | Protected Data | Protected Data | Community Solar Garden | Solar* Rewards Community | 2015 | 2017 | n/a
Xcel Energy | 85 | 13781 | IOU | SRC039467 | 972 | Solar |  |  | Interconnected | Center City | Protected Data | Protected Data | Protected Data | Community Solar Garden | Solar* Rewards Community | 2015 | 2017 | n/a
Xcel Energy | 85 | 13781 | IOU | SRC039614 | 1000 | Solar |  |  | Interconnected | Webster | Protected Data | Protected Data | Protected Data | Community Solar Garden | Solar* Rewards Community | 2015 | 2017 | n/a
Xcel Energy | 85 | 13781 | IOU | SRC039615 | 1000 | Solar |  |  | Interconnected | Webster | Protected Data | Protected Data | Protected Data | Community Solar Garden | Solar* Rewards Community | 2015 | 2017 | n/a
Xcel Energy | 85 | 13781 | IOU | SRC039618 | 1000 | Solar |  |  | Interconnected | Byron | Protected Data | Protected Data | Protected Data | Community Solar Garden | Solar* Rewards Community | 2015 | 2017 | n/a
Xcel Energy | 85 | 13781 | IOU | SRC039619 | 1000 | Solar |  |  | Interconnected | Farmington | Protected Data | Protected Data | Protected Data | Community Solar Garden | Solar* Rewards Community | 2015 | 2017 | n/a
Xcel Energy | 85 | 13781 | IOU | SRC039623 | 1000 | Solar |  |  | Interconnected | Kasson | Protected Data | Protected Data | Protected Data | Community Solar Garden | Solar* Rewards Community | 2015 | 2017 | n/a
Xcel Energy | 85 | 13781 | IOU | SRC039660 | 1000 | Solar |  |  | Interconnected | Morgan | Protected Data | Protected Data | Protected Data | Community Solar Garden | Solar* Rewards Community | 2015 | 2017 | n/a
Xcel Energy | 85 | 13781 | IOU | SRC039661 | 1000 | Solar |  |  | Interconnected | Morgan | Protected Data | Protected Data | Protected Data | Community Solar Garden | Solar* Rewards Community | 2015 | 2017 | n/a
Xcel Energy | 85 | 13781 | IOU | SRC039662 | 1000 | Solar |  |  | Interconnected | Morgan | Protected Data | Protected Data | Protected Data | Community Solar Garden | Solar* Rewards Community | 2015 | 2017 | n/a
Xcel Energy | 85 | 13781 | IOU | SRC039665 | 1000 | Solar |  |  | Interconnected | Mapleton | Protected Data | Protected Data | Protected Data | Community Solar Garden | Solar* Rewards Community | 2015 | 2017 | n/a
Xcel Energy | 85 | 13781 | IOU | SRC039669 | 1000 | Solar |  |  | Interconnected | Mapleton | Protected Data | Protected Data | Protected Data | Community Solar Garden | Solar* Rewards Community | 2015 | 2017 | n/a
Xcel Energy | 85 | 13781 | IOU | SRC039670 | 1000 | Solar |  |  | Interconnected | Mapleton | Protected Data | Protected Data | Protected Data | Community Solar Garden | Solar* Rewards Community | 2015 | 2017 | n/a
Xcel Energy | 85 | 13781 | IOU | SRC039673 | 1000 | Solar |  |  | Interconnected | Mankato | Protected Data | Protected Data | Protected Data | Community Solar Garden | Solar* Rewards Community | 2015 | 2018 | n/a
Xcel Energy | 85 | 13781 | IOU | SRC039674 | 1000 | Solar |  |  | Interconnected | Mankato | Protected Data | Protected Data | Protected Data | Community Solar Garden | Solar* Rewards Community | 2015 | 2018 | n/a
Xcel Energy | 85 | 13781 | IOU | SRC039675 | 1000 | Solar |  |  | Interconnected | Mankato | Protected Data | Protected Data | Protected Data | Community Solar Garden | Solar* Rewards Community | 2015 | 2018 | n/a
Xcel Energy | 85 | 13781 | IOU | SRC039676 | 1000 | Solar |  |  | Interconnected | Mankato | Protected Data | Protected Data | Protected Data | Community Solar Garden | Solar* Rewards Community | 2015 | 2018 | n/a
Xcel Energy | 85 | 13781 | IOU | SRC039677 | 1000 | Solar |  |  | Interconnected | Mankato | Protected Data | Protected Data | Protected Data | Community Solar Garden | Solar* Rewards Community | 2015 | 2018 | n/a
Xcel Energy | 85 | 13781 | IOU | SRC039749 | 1000 | Solar |  |  | Interconnected | Webster | Protected Data | Protected Data | Protected Data | Community Solar Garden | Solar* Rewards Community | 2015 | 2017 | n/a
Xcel Energy | 85 | 13781 | IOU | SRC039750 | 1000 | Solar |  |  | Interconnected | Pine Island | Protected Data | Protected Data | Protected Data | Community Solar Garden | Solar* Rewards Community | 2015 | 2017 | n/a
Xcel Energy | 85 | 13781 | IOU | SRC039751 | 1000 | Solar |  |  | Interconnected | Pine Island | Protected Data | Protected Data | Protected Data | Community Solar Garden | Solar* Rewards Community | 2015 | 2017 | n/a
Xcel Energy | 85 | 13781 | IOU | SRC039752 | 1000 | Solar |  |  | Interconnected | Pine Island | Protected Data | Protected Data | Protected Data | Community Solar Garden | Solar* Rewards Community | 2015 | 2017 | n/a
Xcel Energy | 85 | 13781 | IOU | SRC039753 | 1000 | Solar |  |  | Interconnected | Pine Island | Protected Data | Protected Data | Protected Data | Community Solar Garden | Solar* Rewards Community | 2015 | 2017 | n/a
Xcel Energy | 85 | 13781 | IOU | SRC039759 | 1000 | Solar |  |  | Interconnected | Kasson | Protected Data | Protected Data | Protected Data | Community Solar Garden | Solar* Rewards Community | 2015 | 2017 | n/a
Xcel Energy | 85 | 13781 | IOU | SRC039760 | 1000 | Solar |  |  | Interconnected | Kasson | Protected Data | Protected Data | Protected Data | Community Solar Garden | Solar* Rewards Community | 2015 | 2017 | n/a
Xcel Energy | 85 | 13781 | IOU | SRC039761 | 1000 | Solar |  |  | Interconnected | Kasson | Protected Data | Protected Data | Protected Data | Community Solar Garden | Solar* Rewards Community | 2015 | 2017 | n/a
Xcel Energy | 85 | 13781 | IOU | SRC039762 | 1000 | Solar |  |  | Interconnected | Kasson | Protected Data | Protected Data | Protected Data | Community Solar Garden | Solar* Rewards Community | 2015 | 2017 | n/a
Xcel Energy | 85 | 13781 | IOU | SRC039771 | 1000 | Solar |  |  | Interconnected | Farmington | Protected Data | Protected Data | Protected Data | Community Solar Garden | Solar* Rewards Community | 2015 | 2017 | n/a
Xcel Energy | 85 | 13781 | IOU | SRC039772 | 1000 | Solar |  |  | Interconnected | Farmington | Protected Data | Protected Data | Protected Data | Community Solar Garden | Solar* Rewards Community | 2015 | 2017 | n/a
Xcel Energy | 85 | 13781 | IOU | SRC039773 | 1000 | Solar |  |  | Interconnected | Farmington | Protected Data | Protected Data | Protected Data | Community Solar Garden | Solar* Rewards Community | 2015 | 2017 | n/a
Xcel Energy | 85 | 13781 | IOU | SRC039774 | 1000 | Solar |  |  | Interconnected | Farmington | Protected Data | Protected Data | Protected Data | Community Solar Garden | Solar* Rewards Community | 2015 | 2017 | n/a
Xcel Energy | 85 | 13781 | IOU | SRC039775 | 1000 | Solar |  |  | Interconnected | Byron | Protected Data | Protected Data | Protected Data | Community Solar Garden | Solar* Rewards Community | 2015 | 2017 | n/a
Xcel Energy | 85 | 13781 | IOU | SRC039776 | 1000 | Solar |  |  | Interconnected | Byron | Protected Data | Protected Data | Protected Data | Community Solar Garden | Solar* Rewards Community | 2015 | 2017 | n/a
Xcel Energy | 85 | 13781 | IOU | SRC039777 | 1000 | Solar |  |  | Interconnected | Webster | Protected Data | Protected Data | Protected Data | Community Solar Garden | Solar* Rewards Community | 2015 | 2017 | n/a
Xcel Energy | 85 | 13781 | IOU | SRC039778 | 1000 | Solar |  |  | Interconnected | Webster | Protected Data | Protected Data | Protected Data | Community Solar Garden | Solar* Rewards Community | 2015 | 2017 | n/a
Xcel Energy | 85 | 13781 | IOU | SRC039865 | 1000 | Solar |  |  | Interconnected | Norwood Young America | Protected Data | Protected Data | Protected Data | Community Solar Garden | Solar* Rewards Community | 2015 | 2016 | n/a
Xcel Energy | 85 | 13781 | IOU | SRC039866 | 1000 | Solar |  |  | Interconnected | Norwood Young America | Protected Data | Protected Data | Protected Data | Community Solar Garden | Solar* Rewards Community | 2015 | 2016 | n/a
Xcel Energy | 85 | 13781 | IOU | SRC039867 | 1000 | Solar |  |  | Interconnected | Norwood Young America | Protected Data | Protected Data | Protected Data | Community Solar Garden | Solar* Rewards Community | 2015 | 2016 | n/a
Xcel Energy | 85 | 13781 | IOU | SRC039868 | 1000 | Solar |  |  | Interconnected | Norwood Young America | Protected Data | Protected Data | Protected Data | Community Solar Garden | Solar* Rewards Community | 2015 | 2016 | n/a
Xcel Energy | 85 | 13781 | IOU | SRC039869 | 1000 | Solar |  |  | Interconnected | Norwood Young America | Protected Data | Protected Data | Protected Data | Community Solar Garden | Solar* Rewards Community | 2015 | 2016 | n/a
Xcel Energy | 85 | 13781 | IOU | SRC039888 | 1000 | Solar |  |  | Interconnected | Waterville | Protected Data | Protected Data | Protected Data | Community Solar Garden | Solar* Rewards Community | 2015 | 2018 | n/a
Xcel Energy | 85 | 13781 | IOU | SRC039889 | 1000 | Solar |  |  | Interconnected | Waterville | Protected Data | Protected Data | Protected Data | Community Solar Garden | Solar* Rewards Community | 2015 | 2018 | n/a
Xcel Energy | 85 | 13781 | IOU | SRC039890 | 1000 | Solar |  |  | Interconnected | Waterville | Protected Data | Protected Data | Protected Data | Community Solar Garden | Solar* Rewards Community | 2015 | 2018 | n/a
Xcel Energy | 85 | 13781 | IOU | SRC039891 | 1000 | Solar |  |  | Interconnected | Waterville | Protected Data | Protected Data | Protected Data | Community Solar Garden | Solar* Rewards Community | 2015 | 2018 | n/a
Xcel Energy | 85 | 13781 | IOU | SRC039892 | 1000 | Solar |  |  | Interconnected | Waterville | Protected Data | Protected Data | Protected Data | Community Solar Garden | Solar* Rewards Community | 2015 | 2018 | n/a
Xcel Energy | 85 | 13781 | IOU | SRC039909 | 1000 | Solar |  |  | Interconnected | Belle Plaine | Protected Data | Protected Data | Protected Data | Community Solar Garden | Solar* Rewards Community | 2015 | 2020 | n/a
Xcel Energy | 85 | 13781 | IOU | SRC039910 | 1000 | Solar |  |  | Interconnected | Belle Plaine | Protected Data | Protected Data | Protected Data | Community Solar Garden | Solar* Rewards Community | 2015 | 2020 | n/a
Xcel Energy | 85 | 13781 | IOU | SRC039911 | 1000 | Solar |  |  | Interconnected | Belle Plaine | Protected Data | Protected Data | Protected Data | Community Solar Garden | Solar* Rewards Community | 2015 | 2020 | n/a
Xcel Energy | 85 | 13781 | IOU | SRC039921 | 125 | Solar |  |  | Interconnected | Saint Paul | Protected Data | Protected Data | Protected Data | Community Solar Garden | Solar* Rewards Community | 2015 | 2016 | n/a
Xcel Energy | 85 | 13781 | IOU | SRC039967 | 1000 | Solar |  |  | Interconnected | Cold Spring | Protected Data | Protected Data | Protected Data | Community Solar Garden | Solar* Rewards Community | 2015 | 2017 | n/a
Xcel Energy | 85 | 13781 | IOU | SRC039968 | 1000 | Solar |  |  | Interconnected | Cold Spring | Protected Data | Protected Data | Protected Data | Community Solar Garden | Solar* Rewards Community | 2015 | 2017 | n/a
Xcel Energy | 85 | 13781 | IOU | SRC039971 | 1000 | Solar |  |  | Interconnected | Cold Spring | Protected Data | Protected Data | Protected Data | Community Solar Garden | Solar* Rewards Community | 2015 | 2017 | n/a
Xcel Energy | 85 | 13781 | IOU | SRC039978 | 1000 | Solar |  |  | Interconnected | Cold Spring | Protected Data | Protected Data | Protected Data | Community Solar Garden | Solar* Rewards Community | 2015 | 2017 | n/a
Xcel Energy | 85 | 13781 | IOU | SRC039984 | 1000 | Solar |  |  | Interconnected | Cold Spring | Protected Data | Protected Data | Protected Data | Community Solar Garden | Solar* Rewards Community | 2015 | 2017 | n/a
Xcel Energy | 85 | 13781 | IOU | SRC040010 | 1000 | Solar |  |  | Interconnected | Lindstrom | Protected Data | Protected Data | Protected Data | Community Solar Garden | Solar* Rewards Community | 2015 | 2019 | n/a
Xcel Energy | 85 | 13781 | IOU | SRC040034 | 1000 | Solar |  |  | Interconnected | Minnesota City | Protected Data | Protected Data | Protected Data | Community Solar Garden | Solar* Rewards Community | 2015 | 2019 | n/a
Xcel Energy | 85 | 13781 | IOU | SRC040035 | 1000 | Solar |  |  | Interconnected | Minnesota City | Protected Data | Protected Data | Protected Data | Community Solar Garden | Solar* Rewards Community | 2015 | 2019 | n/a
Xcel Energy | 85 | 13781 | IOU | SRC040036 | 1000 | Solar |  |  | Interconnected | Minnesota City | Protected Data | Protected Data | Protected Data | Community Solar Garden | Solar* Rewards Community | 2015 | 2019 | n/a
Xcel Energy | 85 | 13781 | IOU | SRC040037 | 1000 | Solar |  |  | Interconnected | Minnesota City | Protected Data | Protected Data | Protected Data | Community Solar Garden | Solar* Rewards Community | 2015 | 2019 | n/a
Xcel Energy | 85 | 13781 | IOU | SRC040038 | 1000 | Solar |  |  | Interconnected | Minnesota City | Protected Data | Protected Data | Protected Data | Community Solar Garden | Solar* Rewards Community | 2015 | 2019 | n/a
Xcel Energy | 85 | 13781 | IOU | SRC040059 | 1000 | Solar |  |  | Interconnected | Scandia | Protected Data | Protected Data | Protected Data | Community Solar Garden | Solar* Rewards Community | 2015 | 2017 | n/a
Xcel Energy | 85 | 13781 | IOU | SRC040060 | 1000 | Solar |  |  | Interconnected | Scandia | Protected Data | Protected Data | Protected Data | Community Solar Garden | Solar* Rewards Community | 2015 | 2017 | n/a
Xcel Energy | 85 | 13781 | IOU | SRC040062 | 1000 | Solar |  |  | Interconnected | Scandia | Protected Data | Protected Data | Protected Data | Community Solar Garden | Solar* Rewards Community | 2015 | 2017 | n/a
Xcel Energy | 85 | 13781 | IOU | SRC040063 | 1000 | Solar |  |  | Interconnected | Scandia | Protected Data | Protected Data | Protected Data | Community Solar Garden | Solar* Rewards Community | 2015 | 2017 | n/a
Xcel Energy | 85 | 13781 | IOU | SRC040064 | 1000 | Solar |  |  | Interconnected | Scandia | Protected Data | Protected Data | Protected Data | Community Solar Garden | Solar* Rewards Community | 2015 | 2017 | n/a
Xcel Energy | 85 | 13781 | IOU | SRC040069 | 1000 | Solar |  |  | Interconnected | Wabasha | Protected Data | Protected Data | Protected Data | Community Solar Garden | Solar* Rewards Community | 2015 | 2017 | n/a
Xcel Energy | 85 | 13781 | IOU | SRC040070 | 1000 | Solar |  |  | Interconnected | Wabasha | Protected Data | Protected Data | Protected Data | Community Solar Garden | Solar* Rewards Community | 2015 | 2017 | n/a
Xcel Energy | 85 | 13781 | IOU | SRC040071 | 1000 | Solar |  |  | Interconnected | Wabasha | Protected Data | Protected Data | Protected Data | Community Solar Garden | Solar* Rewards Community | 2015 | 2017 | n/a
Xcel Energy | 85 | 13781 | IOU | SRC040075 | 1000 | Solar |  |  | Interconnected | Frontenac | Protected Data | Protected Data | Protected Data | Community Solar Garden | Solar* Rewards Community | 2015 | 2019 | n/a
Xcel Energy | 85 | 13781 | IOU | SRC040076 | 1000 | Solar |  |  | Interconnected | Frontenac | Protected Data | Protected Data | Protected Data | Community Solar Garden | Solar* Rewards Community | 2015 | 2019 | n/a
Xcel Energy | 85 | 13781 | IOU | SRC040077 | 1000 | Solar |  |  | Interconnected | Frontenac | Protected Data | Protected Data | Protected Data | Community Solar Garden | Solar* Rewards Community | 2015 | 2019 | n/a
Xcel Energy | 85 | 13781 | IOU | SRC040078 | 1000 | Solar |  |  | Interconnected | Frontenac | Protected Data | Protected Data | Protected Data | Community Solar Garden | Solar* Rewards Community | 2015 | 2019 | n/a
Xcel Energy | 85 | 13781 | IOU | SRC040079 | 1000 | Solar |  |  | Interconnected | Frontenac | Protected Data | Protected Data | Protected Data | Community Solar Garden | Solar* Rewards Community | 2015 | 2019 | n/a
Xcel Energy | 85 | 13781 | IOU | SRC040093 | 1000 | Solar |  |  | Interconnected | Big Lake | Protected Data | Protected Data | Protected Data | Community Solar Garden | Solar* Rewards Community | 2015 | 2017 | n/a
Xcel Energy | 85 | 13781 | IOU | SRC040094 | 1000 | Solar |  |  | Interconnected | Big Lake | Protected Data | Protected Data | Protected Data | Community Solar Garden | Solar* Rewards Community | 2015 | 2017 | n/a
Xcel Energy | 85 | 13781 | IOU | SRC040095 | 1000 | Solar |  |  | Interconnected | Big Lake | Protected Data | Protected Data | Protected Data | Community Solar Garden | Solar* Rewards Community | 2015 | 2017 | n/a
Xcel Energy | 85 | 13781 | IOU | SRC040096 | 1000 | Solar |  |  | Interconnected | Big Lake | Protected Data | Protected Data | Protected Data | Community Solar Garden | Solar* Rewards Community | 2015 | 2017 | n/a
Xcel Energy | 85 | 13781 | IOU | SRC040097 | 1000 | Solar |  |  | Interconnected | Big Lake | Protected Data | Protected Data | Protected Data | Community Solar Garden | Solar* Rewards Community | 2015 | 2017 | n/a
Xcel Energy | 85 | 13781 | IOU | SRC040316 | 1000 | Solar |  |  | Interconnected | Northfield | Protected Data | Protected Data | Protected Data | Community Solar Garden | Solar* Rewards Community | 2015 | 2020 | n/a
Xcel Energy | 85 | 13781 | IOU | SRC040353 | 1000 | Solar |  |  | Interconnected | Northfield | Protected Data | Protected Data | Protected Data | Community Solar Garden | Solar* Rewards Community | 2015 | 2020 | n/a
Xcel Energy | 85 | 13781 | IOU | SRC040355 | 1000 | Solar |  |  | Interconnected | Lindstrom | Protected Data | Protected Data | Protected Data | Community Solar Garden | Solar* Rewards Community | 2015 | 2019 | n/a
Xcel Energy | 85 | 13781 | IOU | SRC040393 | 1000 | Solar |  |  | Interconnected | Cleveland | Protected Data | Protected Data | Protected Data | Community Solar Garden | Solar* Rewards Community | 2015 | 2018 | n/a
Xcel Energy | 85 | 13781 | IOU | SRC040394 | 1000 | Solar |  |  | Interconnected | Cleveland | Protected Data | Protected Data | Protected Data | Community Solar Garden | Solar* Rewards Community | 2015 | 2018 | n/a
Xcel Energy | 85 | 13781 | IOU | SRC040395 | 1000 | Solar |  |  | Interconnected | Cleveland | Protected Data | Protected Data | Protected Data | Community Solar Garden | Solar* Rewards Community | 2015 | 2018 | n/a
Xcel Energy | 85 | 13781 | IOU | SRC040400 | 1000 | Solar |  |  | Interconnected | Saint Cloud | Protected Data | Protected Data | Protected Data | Community Solar Garden | Solar* Rewards Community | 2015 | 2018 | n/a
Xcel Energy | 85 | 13781 | IOU | SRC040408 | 1000 | Solar |  |  | Interconnected | Saint Cloud | Protected Data | Protected Data | Protected Data | Community Solar Garden | Solar* Rewards Community | 2015 | 2018 | n/a
Xcel Energy | 85 | 13781 | IOU | SRC040413 | 1000 | Solar |  |  | Interconnected | Saint Cloud | Protected Data | Protected Data | Protected Data | Community Solar Garden | Solar* Rewards Community | 2015 | 2018 | n/a
Xcel Energy | 85 | 13781 | IOU | SRC040414 | 1000 | Solar |  |  | Interconnected | Saint Cloud | Protected Data | Protected Data | Protected Data | Community Solar Garden | Solar* Rewards Community | 2015 | 2018 | n/a
Xcel Energy | 85 | 13781 | IOU | SRC040415 | 1000 | Solar |  |  | Interconnected | Saint Cloud | Protected Data | Protected Data | Protected Data | Community Solar Garden | Solar* Rewards Community | 2015 | 2018 | n/a
Xcel Energy | 85 | 13781 | IOU | SRC040416 | 1000 | Solar |  |  | Interconnected | Waterville | Protected Data | Protected Data | Protected Data | Community Solar Garden | Solar* Rewards Community | 2015 | 2018 | n/a
Xcel Energy | 85 | 13781 | IOU | SRC040418 | 1000 | Solar |  |  | Interconnected | Waterville | Protected Data | Protected Data | Protected Data | Community Solar Garden | Solar* Rewards Community | 2015 | 2018 | n/a
Xcel Energy | 85 | 13781 | IOU | SRC040419 | 1000 | Solar |  |  | Interconnected | Waterville | Protected Data | Protected Data | Protected Data | Community Solar Garden | Solar* Rewards Community | 2015 | 2018 | n/a
Xcel Energy | 85 | 13781 | IOU | SRC040420 | 1000 | Solar |  |  | Interconnected | Waterville | Protected Data | Protected Data | Protected Data | Community Solar Garden | Solar* Rewards Community | 2015 | 2018 | n/a
Xcel Energy | 85 | 13781 | IOU | SRC040421 | 1000 | Solar |  |  | Interconnected | Waterville | Protected Data | Protected Data | Protected Data | Community Solar Garden | Solar* Rewards Community | 2015 | 2018 | n/a
Xcel Energy | 85 | 13781 | IOU | SRC040423 | 1000 | Solar |  |  | Interconnected | Montevideo | Protected Data | Protected Data | Protected Data | Community Solar Garden | Solar* Rewards Community | 2015 | 2018 | n/a
Xcel Energy | 85 | 13781 | IOU | SRC040424 | 1000 | Solar |  |  | Interconnected | Montevideo | Protected Data | Protected Data | Protected Data | Community Solar Garden | Solar* Rewards Community | 2015 | 2018 | n/a
Xcel Energy | 85 | 13781 | IOU | SRC040425 | 1000 | Solar |  |  | Interconnected | Montevideo | Protected Data | Protected Data | Protected Data | Community Solar Garden | Solar* Rewards Community | 2015 | 2018 | n/a
Xcel Energy | 85 | 13781 | IOU | SRC040426 | 1000 | Solar |  |  | Interconnected | Montevideo | Protected Data | Protected Data | Protected Data | Community Solar Garden | Solar* Rewards Community | 2015 | 2018 | n/a
Xcel Energy | 85 | 13781 | IOU | SRC040428 | 1000 | Solar |  |  | Interconnected | Scandia | Protected Data | Protected Data | Protected Data | Community Solar Garden | Solar* Rewards Community | 2015 | 2017 | n/a
Xcel Energy | 85 | 13781 | IOU | SRC040429 | 1000 | Solar |  |  | Interconnected | Scandia | Protected Data | Protected Data | Protected Data | Community Solar Garden | Solar* Rewards Community | 2015 | 2017 | n/a
Xcel Energy | 85 | 13781 | IOU | SRC040430 | 1000 | Solar |  |  | Interconnected | Scandia | Protected Data | Protected Data | Protected Data | Community Solar Garden | Solar* Rewards Community | 2015 | 2017 | n/a
Xcel Energy | 85 | 13781 | IOU | SRC040431 | 250 | Solar |  |  | Interconnected | Mayer | Protected Data | Protected Data | Protected Data | Community Solar Garden | Solar* Rewards Community | 2015 | 2018 | n/a
Xcel Energy | 85 | 13781 | IOU | SRC040432 | 250 | Solar |  |  | Interconnected | Mayer | Protected Data | Protected Data | Protected Data | Community Solar Garden | Solar* Rewards Community | 2015 | 2018 | n/a
Xcel Energy | 85 | 13781 | IOU | SRC040433 | 250 | Solar |  |  | Interconnected | Mayer | Protected Data | Protected Data | Protected Data | Community Solar Garden | Solar* Rewards Community | 2015 | 2018 | n/a
Xcel Energy | 85 | 13781 | IOU | SRC040434 | 250 | Solar |  |  | Interconnected | Mayer | Protected Data | Protected Data | Protected Data | Community Solar Garden | Solar* Rewards Community | 2015 | 2018 | n/a
Xcel Energy | 85 | 13781 | IOU | SRC040435 | 250 | Solar |  |  | Interconnected | Mayer | Protected Data | Protected Data | Protected Data | Community Solar Garden | Solar* Rewards Community | 2015 | 2018 | n/a
Xcel Energy | 85 | 13781 | IOU | SRC040436 | 250 | Solar |  |  | Interconnected | Mayer | Protected Data | Protected Data | Protected Data | Community Solar Garden | Solar* Rewards Community | 2015 | 2018 | n/a
Xcel Energy | 85 | 13781 | IOU | SRC040437 | 250 | Solar |  |  | Interconnected | Mayer | Protected Data | Protected Data | Protected Data | Community Solar Garden | Solar* Rewards Community | 2015 | 2018 | n/a
Xcel Energy | 85 | 13781 | IOU | SRC040438 | 250 | Solar |  |  | Interconnected | Mayer | Protected Data | Protected Data | Protected Data | Community Solar Garden | Solar* Rewards Community | 2015 | 2018 | n/a
Xcel Energy | 85 | 13781 | IOU | SRC040454 | 1000 | Solar |  |  | Interconnected | Brooten | Protected Data | Protected Data | Protected Data | Community Solar Garden | Solar* Rewards Community | 2015 | 2017 | n/a
Xcel Energy | 85 | 13781 | IOU | SRC040455 | 1000 | Solar |  |  | Interconnected | Brooten | Protected Data | Protected Data | Protected Data | Community Solar Garden | Solar* Rewards Community | 2015 | 2017 | n/a
Xcel Energy | 85 | 13781 | IOU | SRC040471 | 1000 | Solar |  |  | Interconnected | Osakis | Protected Data | Protected Data | Protected Data | Community Solar Garden | Solar* Rewards Community | 2015 | 2018 | n/a
Xcel Energy | 85 | 13781 | IOU | SRC040477 | 1000 | Solar |  |  | Interconnected | Claremont | Protected Data | Protected Data | Protected Data | Community Solar Garden | Solar* Rewards Community | 2015 | 2017 | n/a
Xcel Energy | 85 | 13781 | IOU | SRC040479 | 1000 | Solar |  |  | Interconnected | Claremont | Protected Data | Protected Data | Protected Data | Community Solar Garden | Solar* Rewards Community | 2015 | 2017 | n/a
Xcel Energy | 85 | 13781 | IOU | SRC040480 | 1000 | Solar |  |  | Interconnected | Claremont | Protected Data | Protected Data | Protected Data | Community Solar Garden | Solar* Rewards Community | 2015 | 2017 | n/a
Xcel Energy | 85 | 13781 | IOU | SRC040481 | 1000 | Solar |  |  | Interconnected | Claremont | Protected Data | Protected Data | Protected Data | Community Solar Garden | Solar* Rewards Community | 2015 | 2017 | n/a
Xcel Energy | 85 | 13781 | IOU | SRC040483 | 1000 | Solar |  |  | Interconnected | Montevideo | Protected Data | Protected Data | Protected Data | Community Solar Garden | Solar* Rewards Community | 2015 | 2018 | n/a
Xcel Energy | 85 | 13781 | IOU | SRC040484 | 990 | Solar |  |  | Interconnected | Northfield | Protected Data | Protected Data | Protected Data | Community Solar Garden | Solar* Rewards Community | 2015 | 2018 | n/a
Xcel Energy | 85 | 13781 | IOU | SRC040600 | 990 | Solar |  |  | Interconnected | Northfield | Protected Data | Protected Data | Protected Data | Community Solar Garden | Solar* Rewards Community | 2015 | 2018 | n/a
Xcel Energy | 85 | 13781 | IOU | SRC040603 | 1000 | Solar |  |  | Interconnected | Red Wing | Protected Data | Protected Data | Protected Data | Community Solar Garden | Solar* Rewards Community | 2015 | 2019 | n/a
Xcel Energy | 85 | 13781 | IOU | SRC040606 | 1000 | Solar |  |  | Interconnected | Red Wing | Protected Data | Protected Data | Protected Data | Community Solar Garden | Solar* Rewards Community | 2015 | 2019 | n/a
Xcel Energy | 85 | 13781 | IOU | SRC040608 | 1000 | Solar |  |  | Interconnected | Red Wing | Protected Data | Protected Data | Protected Data | Community Solar Garden | Solar* Rewards Community | 2015 | 2019 | n/a
Xcel Energy | 85 | 13781 | IOU | SRC040610 | 1000 | Solar |  |  | Interconnected | Red Wing | Protected Data | Protected Data | Protected Data | Community Solar Garden | Solar* Rewards Community | 2015 | 2019 | n/a
Xcel Energy | 85 | 13781 | IOU | SRC040613 | 400 | Solar |  |  | Interconnected | Red Wing | Protected Data | Protected Data | Protected Data | Community Solar Garden | Solar* Rewards Community | 2015 | 2019 | n/a
Xcel Energy | 85 | 13781 | IOU | SRC040617 | 990 | Solar |  |  | Interconnected | Northfield | Protected Data | Protected Data | Protected Data | Community Solar Garden | Solar* Rewards Community | 2015 | 2018 | n/a
Xcel Energy | 85 | 13781 | IOU | SRC040626 | 990 | Solar |  |  | Interconnected | Northfield | Protected Data | Protected Data | Protected Data | Community Solar Garden | Solar* Rewards Community | 2015 | 2018 | n/a
Xcel Energy | 85 | 13781 | IOU | SRC040632 | 990 | Solar |  |  | Interconnected | Northfield | Protected Data | Protected Data | Protected Data | Community Solar Garden | Solar* Rewards Community | 2015 | 2018 | n/a
Xcel Energy | 85 | 13781 | IOU | SRC040659 | 1000 | Solar |  |  | Interconnected | Scandia | Protected Data | Protected Data | Protected Data | Community Solar Garden | Solar* Rewards Community | 2015 | 2018 | n/a
Xcel Energy | 85 | 13781 | IOU | SRC040660 | 1000 | Solar |  |  | Interconnected | Scandia | Protected Data | Protected Data | Protected Data | Community Solar Garden | Solar* Rewards Community | 2015 | 2018 | n/a
Xcel Energy | 85 | 13781 | IOU | SRC040663 | 500 | Solar |  |  | Interconnected | Scandia | Protected Data | Protected Data | Protected Data | Community Solar Garden | Solar* Rewards Community | 2015 | 2018 | n/a
Xcel Energy | 85 | 13781 | IOU | SRC040667 | 1000 | Solar |  |  | Interconnected | Woodbury | Protected Data | Protected Data | Protected Data | Community Solar Garden | Solar* Rewards Community | 2015 | 2020 | n/a
Xcel Energy | 85 | 13781 | IOU | SRC040668 | 1000 | Solar |  |  | Interconnected | Woodbury | Protected Data | Protected Data | Protected Data | Community Solar Garden | Solar* Rewards Community | 2015 | 2020 | n/a
Xcel Energy | 85 | 13781 | IOU | SRC040669 | 1000 | Solar |  |  | Interconnected | Woodbury | Protected Data | Protected Data | Protected Data | Community Solar Garden | Solar* Rewards Community | 2015 | 2020 | n/a
Xcel Energy | 85 | 13781 | IOU | SRC040678 | 1000 | Solar |  |  | Interconnected | Red Wing | Protected Data | Protected Data | Protected Data | Community Solar Garden | Solar* Rewards Community | 2015 | 2018 | n/a
Xcel Energy | 85 | 13781 | IOU | SRC040682 | 1000 | Solar |  |  | Interconnected | Red Wing | Protected Data | Protected Data | Protected Data | Community Solar Garden | Solar* Rewards Community | 2015 | 2018 | n/a
Xcel Energy | 85 | 13781 | IOU | SRC040684 | 1000 | Solar |  |  | Interconnected | Red Wing | Protected Data | Protected Data | Protected Data | Community Solar Garden | Solar* Rewards Community | 2015 | 2018 | n/a
Xcel Energy | 85 | 13781 | IOU | SRC040687 | 1000 | Solar |  |  | Interconnected | Red Wing | Protected Data | Protected Data | Protected Data | Community Solar Garden | Solar* Rewards Community | 2015 | 2018 | n/a
Xcel Energy | 85 | 13781 | IOU | SRC040688 | 1000 | Solar |  |  | Interconnected | Waseca | Protected Data | Protected Data | Protected Data | Community Solar Garden | Solar* Rewards Community | 2015 | 2018 | n/a
Xcel Energy | 85 | 13781 | IOU | SRC040689 | 1000 | Solar |  |  | Interconnected | Red Wing | Protected Data | Protected Data | Protected Data | Community Solar Garden | Solar* Rewards Community | 2015 | 2018 | n/a
Xcel Energy | 85 | 13781 | IOU | SRC040691 | 1000 | Solar |  |  | Interconnected | Waseca | Protected Data | Protected Data | Protected Data | Community Solar Garden | Solar* Rewards Community | 2015 | 2018 | n/a
Xcel Energy | 85 | 13781 | IOU | SRC040692 | 1000 | Solar |  |  | Interconnected | Waseca | Protected Data | Protected Data | Protected Data | Community Solar Garden | Solar* Rewards Community | 2015 | 2018 | n/a
Xcel Energy | 85 | 13781 | IOU | SRC040693 | 1000 | Solar |  |  | Interconnected | Waseca | Protected Data | Protected Data | Protected Data | Community Solar Garden | Solar* Rewards Community | 2015 | 2018 | n/a
Xcel Energy | 85 | 13781 | IOU | SRC040694 | 1000 | Solar |  |  | Interconnected | Waseca | Protected Data | Protected Data | Protected Data | Community Solar Garden | Solar* Rewards Community | 2015 | 2018 | n/a
Xcel Energy | 85 | 13781 | IOU | SRC040703 | 1000 | Solar |  |  | Interconnected | Montevideo | Protected Data | Protected Data | Protected Data | Community Solar Garden | Solar* Rewards Community | 2015 | 2018 | n/a
Xcel Energy | 85 | 13781 | IOU | SRC040704 | 1000 | Solar |  |  | Interconnected | Montevideo | Protected Data | Protected Data | Protected Data | Community Solar Garden | Solar* Rewards Community | 2015 | 2018 | n/a
Xcel Energy | 85 | 13781 | IOU | SRC040705 | 1000 | Solar |  |  | Interconnected | Montevideo | Protected Data | Protected Data | Protected Data | Community Solar Garden | Solar* Rewards Community | 2015 | 2018 | n/a
Xcel Energy | 85 | 13781 | IOU | SRC040706 | 1000 | Solar |  |  | Interconnected | Montevideo | Protected Data | Protected Data | Protected Data | Community Solar Garden | Solar* Rewards Community | 2015 | 2018 | n/a
Xcel Energy | 85 | 13781 | IOU | SRC040709 | 1000 | Solar |  |  | Interconnected | Osakis | Protected Data | Protected Data | Protected Data | Community Solar Garden | Solar* Rewards Community | 2015 | 2018 | n/a
Xcel Energy | 85 | 13781 | IOU | SRC040710 | 1000 | Solar |  |  | Interconnected | Osakis | Protected Data | Protected Data | Protected Data | Community Solar Garden | Solar* Rewards Community | 2015 | 2018 | n/a
Xcel Energy | 85 | 13781 | IOU | SRC040712 | 1000 | Solar |  |  | Interconnected | Osakis | Protected Data | Protected Data | Protected Data | Community Solar Garden | Solar* Rewards Community | 2015 | 2018 | n/a
Xcel Energy | 85 | 13781 | IOU | SRC040717 | 972 | Solar |  |  | Interconnected | Center City | Protected Data | Protected Data | Protected Data | Community Solar Garden | Solar* Rewards Community | 2015 | 2017 | n/a
Xcel Energy | 85 | 13781 | IOU | SRC040718 | 972 | Solar |  |  | Interconnected | Center City | Protected Data | Protected Data | Protected Data | Community Solar Garden | Solar* Rewards Community | 2015 | 2017 | n/a
Xcel Energy | 85 | 13781 | IOU | SRC040720 | 1000 | Solar |  |  | Interconnected | Corcoran | Protected Data | Protected Data | Protected Data | Community Solar Garden | Solar* Rewards Community | 2015 | 2019 | n/a
Xcel Energy | 85 | 13781 | IOU | SRC040721 | 1000 | Solar |  |  | Interconnected | Corcoran | Protected Data | Protected Data | Protected Data | Community Solar Garden | Solar* Rewards Community | 2015 | 2019 | n/a
Xcel Energy | 85 | 13781 | IOU | SRC040722 | 1000 | Solar |  |  | Interconnected | Corcoran | Protected Data | Protected Data | Protected Data | Community Solar Garden | Solar* Rewards Community | 2015 | 2019 | n/a
Xcel Energy | 85 | 13781 | IOU | SRC040723 | 1000 | Solar |  |  | Interconnected | Corcoran | Protected Data | Protected Data | Protected Data | Community Solar Garden | Solar* Rewards Community | 2015 | 2019 | n/a
Xcel Energy | 85 | 13781 | IOU | SRC040724 | 1000 | Solar |  |  | Interconnected | Corcoran | Protected Data | Protected Data | Protected Data | Community Solar Garden | Solar* Rewards Community | 2015 | 2019 | n/a
Xcel Energy | 85 | 13781 | IOU | SRC040730 | 1000 | Solar |  |  | Interconnected | Monticello | Protected Data | Protected Data | Protected Data | Community Solar Garden | Solar* Rewards Community | 2015 | 2018 | n/a
Xcel Energy | 85 | 13781 | IOU | SRC040731 | 1000 | Solar |  |  | Interconnected | Monticello | Protected Data | Protected Data | Protected Data | Community Solar Garden | Solar* Rewards Community | 2015 | 2018 | n/a
Xcel Energy | 85 | 13781 | IOU | SRC040732 | 1000 | Solar |  |  | Interconnected | Monticello | Protected Data | Protected Data | Protected Data | Community Solar Garden | Solar* Rewards Community | 2015 | 2018 | n/a
Xcel Energy | 85 | 13781 | IOU | SRC040733 | 1000 | Solar |  |  | Interconnected | Monticello | Protected Data | Protected Data | Protected Data | Community Solar Garden | Solar* Rewards Community | 2015 | 2018 | n/a
Xcel Energy | 85 | 13781 | IOU | SRC040734 | 1000 | Solar |  |  | Interconnected | Monticello | Protected Data | Protected Data | Protected Data | Community Solar Garden | Solar* Rewards Community | 2015 | 2018 | n/a
Xcel Energy | 85 | 13781 | IOU | SRC040743 | 1000 | Solar |  |  | Interconnected | Clear Lake | Protected Data | Protected Data | Protected Data | Community Solar Garden | Solar* Rewards Community | 2015 | 2018 | n/a
Xcel Energy | 85 | 13781 | IOU | SRC040744 | 1000 | Solar |  |  | Interconnected | Clear Lake | Protected Data | Protected Data | Protected Data | Community Solar Garden | Solar* Rewards Community | 2015 | 2018 | n/a
Xcel Energy | 85 | 13781 | IOU | SRC040745 | 1000 | Solar |  |  | Interconnected | Clear Lake | Protected Data | Protected Data | Protected Data | Community Solar Garden | Solar* Rewards Community | 2015 | 2018 | n/a
Xcel Energy | 85 | 13781 | IOU | SRC040748 | 1000 | Solar |  |  | Interconnected | Clear Lake | Protected Data | Protected Data | Protected Data | Community Solar Garden | Solar* Rewards Community | 2015 | 2018 | n/a
Xcel Energy | 85 | 13781 | IOU | SRC040750 | 1000 | Solar |  |  | Interconnected | Clear Lake | Protected Data | Protected Data | Protected Data | Community Solar Garden | Solar* Rewards Community | 2015 | 2018 | n/a
Xcel Energy | 85 | 13781 | IOU | SRC040769 | 1000 | Solar |  |  | Interconnected | Cottage Grove | Protected Data | Protected Data | Protected Data | Community Solar Garden | Solar* Rewards Community | 2015 | 2018 | n/a
Xcel Energy | 85 | 13781 | IOU | SRC040772 | 1000 | Solar |  |  | Interconnected | Cottage Grove | Protected Data | Protected Data | Protected Data | Community Solar Garden | Solar* Rewards Community | 2015 | 2018 | n/a
Xcel Energy | 85 | 13781 | IOU | SRC040774 | 875 | Solar |  |  | Interconnected | Cottage Grove | Protected Data | Protected Data | Protected Data | Community Solar Garden | Solar* Rewards Community | 2015 | 2018 | n/a
Xcel Energy | 85 | 13781 | IOU | SRC040775 | 1000 | Solar |  |  | Interconnected | Cottage Grove | Protected Data | Protected Data | Protected Data | Community Solar Garden | Solar* Rewards Community | 2015 | 2018 | n/a
Xcel Energy | 85 | 13781 | IOU | SRC040776 | 1000 | Solar |  |  | Interconnected | Cottage Grove | Protected Data | Protected Data | Protected Data | Community Solar Garden | Solar* Rewards Community | 2015 | 2018 | n/a
Xcel Energy | 85 | 13781 | IOU | SRC040802 | 1000 | Solar |  |  | Interconnected | Scandia | Protected Data | Protected Data | Protected Data | Community Solar Garden | Solar* Rewards Community | 2015 | 2018 | n/a
Xcel Energy | 85 | 13781 | IOU | SRC040803 | 1000 | Solar |  |  | Interconnected | Scandia | Protected Data | Protected Data | Protected Data | Community Solar Garden | Solar* Rewards Community | 2015 | 2018 | n/a
Xcel Energy | 85 | 13781 | IOU | SRC040804 | 1000 | Solar |  |  | Interconnected | Scandia | Protected Data | Protected Data | Protected Data | Community Solar Garden | Solar* Rewards Community | 2015 | 2018 | n/a
Xcel Energy | 85 | 13781 | IOU | SRC040805 | 1000 | Solar |  |  | Interconnected | Scandia | Protected Data | Protected Data | Protected Data | Community Solar Garden | Solar* Rewards Community | 2015 | 2018 | n/a
Xcel Energy | 85 | 13781 | IOU | SRC040806 | 1000 | Solar |  |  | Interconnected | Scandia | Protected Data | Protected Data | Protected Data | Community Solar Garden | Solar* Rewards Community | 2015 | 2018 | n/a
Xcel Energy | 85 | 13781 | IOU | SRC040813 | 1000 | Solar |  |  | Interconnected | Northfield | Protected Data | Protected Data | Protected Data | Community Solar Garden | Solar* Rewards Community | 2015 | 2020 | n/a
Xcel Energy | 85 | 13781 | IOU | SRC040814 | 1000 | Solar |  |  | Interconnected | Northfield | Protected Data | Protected Data | Protected Data | Community Solar Garden | Solar* Rewards Community | 2015 | 2020 | n/a
Xcel Energy | 85 | 13781 | IOU | SRC040818 | 1000 | Solar |  |  | Interconnected | Saint Cloud | Protected Data | Protected Data | Protected Data | Community Solar Garden | Solar* Rewards Community | 2015 | 2019 | n/a
Xcel Energy | 85 | 13781 | IOU | SRC040819 | 1000 | Solar |  |  | Interconnected | Saint Cloud | Protected Data | Protected Data | Protected Data | Community Solar Garden | Solar* Rewards Community | 2015 | 2019 | n/a
Xcel Energy | 85 | 13781 | IOU | SRC040820 | 1000 | Solar |  |  | Interconnected | Saint Cloud | Protected Data | Protected Data | Protected Data | Community Solar Garden | Solar* Rewards Community | 2015 | 2019 | n/a
Xcel Energy | 85 | 13781 | IOU | SRC040821 | 1000 | Solar |  |  | Interconnected | Saint Cloud | Protected Data | Protected Data | Protected Data | Community Solar Garden | Solar* Rewards Community | 2015 | 2019 | n/a
Xcel Energy | 85 | 13781 | IOU | SRC040822 | 1000 | Solar |  |  | Interconnected | Saint Cloud | Protected Data | Protected Data | Protected Data | Community Solar Garden | Solar* Rewards Community | 2015 | 2019 | n/a
Xcel Energy | 85 | 13781 | IOU | SRC040823 | 1000 | Solar |  |  | Interconnected | Morristown | Protected Data | Protected Data | Protected Data | Community Solar Garden | Solar* Rewards Community | 2015 | 2020 | n/a
Xcel Energy | 85 | 13781 | IOU | SRC040824 | 1000 | Solar |  |  | Interconnected | Morristown | Protected Data | Protected Data | Protected Data | Community Solar Garden | Solar* Rewards Community | 2015 | 2020 | n/a
Xcel Energy | 85 | 13781 | IOU | SRC040841 | 972 | Solar |  |  | Interconnected | Center City | Protected Data | Protected Data | Protected Data | Community Solar Garden | Solar* Rewards Community | 2015 | 2017 | n/a
Xcel Energy | 85 | 13781 | IOU | SRC040897 | 1000 | Solar |  |  | Interconnected | Monticello | Protected Data | Protected Data | Protected Data | Community Solar Garden | Solar* Rewards Community | 2015 | 2019 | n/a
Xcel Energy | 85 | 13781 | IOU | SRC040898 | 1000 | Solar |  |  | Interconnected | Monticello | Protected Data | Protected Data | Protected Data | Community Solar Garden | Solar* Rewards Community | 2015 | 2019 | n/a
Xcel Energy | 85 | 13781 | IOU | SRC040899 | 1000 | Solar |  |  | Interconnected | Monticello | Protected Data | Protected Data | Protected Data | Community Solar Garden | Solar* Rewards Community | 2015 | 2019 | n/a
Xcel Energy | 85 | 13781 | IOU | SRC040900 | 1000 | Solar |  |  | Interconnected | Monticello | Protected Data | Protected Data | Protected Data | Community Solar Garden | Solar* Rewards Community | 2015 | 2019 | n/a
Xcel Energy | 85 | 13781 | IOU | SRC040901 | 1000 | Solar |  |  | Interconnected | Monticello | Protected Data | Protected Data | Protected Data | Community Solar Garden | Solar* Rewards Community | 2015 | 2019 | n/a
Xcel Energy | 85 | 13781 | IOU | SRC040921 | 998 | Solar |  |  | Interconnected | Webster | Protected Data | Protected Data | Protected Data | Community Solar Garden | Solar* Rewards Community | 2015 | 2018 | n/a
Xcel Energy | 85 | 13781 | IOU | SRC040926 | 998 | Solar |  |  | Interconnected | Waconia | Protected Data | Protected Data | Protected Data | Community Solar Garden | Solar* Rewards Community | 2015 | 2018 | n/a
Xcel Energy | 85 | 13781 | IOU | SRC040942 | 1000 | Solar |  |  | Interconnected | Randolph | Protected Data | Protected Data | Protected Data | Community Solar Garden | Solar* Rewards Community | 2015 | 2019 | n/a
Xcel Energy | 85 | 13781 | IOU | SRC040943 | 1000 | Solar |  |  | Interconnected | Randolph | Protected Data | Protected Data | Protected Data | Community Solar Garden | Solar* Rewards Community | 2015 | 2019 | n/a
Xcel Energy | 85 | 13781 | IOU | SRC040944 | 1000 | Solar |  |  | Interconnected | Randolph | Protected Data | Protected Data | Protected Data | Community Solar Garden | Solar* Rewards Community | 2015 | 2019 | n/a
Xcel Energy | 85 | 13781 | IOU | SRC040945 | 1000 | Solar |  |  | Interconnected | Randolph | Protected Data | Protected Data | Protected Data | Community Solar Garden | Solar* Rewards Community | 2015 | 2019 | n/a
Xcel Energy | 85 | 13781 | IOU | SRC040946 | 1000 | Solar |  |  | Interconnected | Randolph | Protected Data | Protected Data | Protected Data | Community Solar Garden | Solar* Rewards Community | 2015 | 2019 | n/a
Xcel Energy | 85 | 13781 | IOU | SRC040947 | 1000 | Solar |  |  | Interconnected | Lindstrom | Protected Data | Protected Data | Protected Data | Community Solar Garden | Solar* Rewards Community | 2015 | 2018 | n/a
Xcel Energy | 85 | 13781 | IOU | SRC040948 | 1000 | Solar |  |  | Interconnected | Lindstrom | Protected Data | Protected Data | Protected Data | Community Solar Garden | Solar* Rewards Community | 2015 | 2018 | n/a
Xcel Energy | 85 | 13781 | IOU | SRC040949 | 1000 | Solar |  |  | Interconnected | Lindstrom | Protected Data | Protected Data | Protected Data | Community Solar Garden | Solar* Rewards Community | 2015 | 2018 | n/a
Xcel Energy | 85 | 13781 | IOU | SRC040959 | 1000 | Solar |  |  | Interconnected | Wyoming | Protected Data | Protected Data | Protected Data | Community Solar Garden | Solar* Rewards Community | 2015 | 2018 | n/a
Xcel Energy | 85 | 13781 | IOU | SRC040960 | 1000 | Solar |  |  | Interconnected | Wyoming | Protected Data | Protected Data | Protected Data | Community Solar Garden | Solar* Rewards Community | 2015 | 2018 | n/a
Xcel Energy | 85 | 13781 | IOU | SRC040961 | 1000 | Solar |  |  | Interconnected | Wyoming | Protected Data | Protected Data | Protected Data | Community Solar Garden | Solar* Rewards Community | 2015 | 2018 | n/a
Xcel Energy | 85 | 13781 | IOU | SRC040962 | 1000 | Solar |  |  | Interconnected | Wyoming | Protected Data | Protected Data | Protected Data | Community Solar Garden | Solar* Rewards Community | 2015 | 2018 | n/a
Xcel Energy | 85 | 13781 | IOU | SRC040963 | 1000 | Solar |  |  | Interconnected | Wyoming | Protected Data | Protected Data | Protected Data | Community Solar Garden | Solar* Rewards Community | 2015 | 2018 | n/a
Xcel Energy | 85 | 13781 | IOU | SRC040977 | 1000 | Solar |  |  | Interconnected | Minnesota Lake | Protected Data | Protected Data | Protected Data | Community Solar Garden | Solar* Rewards Community | 2015 | 2018 | n/a
Xcel Energy | 85 | 13781 | IOU | SRC040978 | 840 | Solar |  |  | Interconnected | Minnesota Lake | Protected Data | Protected Data | Protected Data | Community Solar Garden | Solar* Rewards Community | 2015 | 2018 | n/a
Xcel Energy | 85 | 13781 | IOU | SRC040982 | 1000 | Solar |  |  | Interconnected | Waseca | Protected Data | Protected Data | Protected Data | Community Solar Garden | Solar* Rewards Community | 2015 | 2018 | n/a
Xcel Energy | 85 | 13781 | IOU | SRC040983 | 1000 | Solar |  |  | Interconnected | Waseca | Protected Data | Protected Data | Protected Data | Community Solar Garden | Solar* Rewards Community | 2015 | 2018 | n/a
Xcel Energy | 85 | 13781 | IOU | SRC040984 | 400 | Solar |  |  | Interconnected | Waseca | Protected Data | Protected Data | Protected Data | Community Solar Garden | Solar* Rewards Community | 2015 | 2018 | n/a
Xcel Energy | 85 | 13781 | IOU | SRC040993 | 1000 | Solar |  |  | Interconnected | Taylors Falls | Protected Data | Protected Data | Protected Data | Community Solar Garden | Solar* Rewards Community | 2015 | 2017 | n/a
Xcel Energy | 85 | 13781 | IOU | SRC040994 | 1000 | Solar |  |  | Interconnected | Taylors Falls | Protected Data | Protected Data | Protected Data | Community Solar Garden | Solar* Rewards Community | 2015 | 2017 | n/a
Xcel Energy | 85 | 13781 | IOU | SRC040995 | 1000 | Solar |  |  | Interconnected | Taylors Falls | Protected Data | Protected Data | Protected Data | Community Solar Garden | Solar* Rewards Community | 2015 | 2017 | n/a
Xcel Energy | 85 | 13781 | IOU | SRC040996 | 1000 | Solar |  |  | Interconnected | Taylors Falls | Protected Data | Protected Data | Protected Data | Community Solar Garden | Solar* Rewards Community | 2015 | 2017 | n/a
Xcel Energy | 85 | 13781 | IOU | SRC040997 | 1000 | Solar |  |  | Interconnected | Taylors Falls | Protected Data | Protected Data | Protected Data | Community Solar Garden | Solar* Rewards Community | 2015 | 2017 | n/a
Xcel Energy | 85 | 13781 | IOU | SRC040999 | 1000 | Solar |  |  | Interconnected | Taylors Falls | Protected Data | Protected Data | Protected Data | Community Solar Garden | Solar* Rewards Community | 2015 | 2017 | n/a
Xcel Energy | 85 | 13781 | IOU | SRC041000 | 1000 | Solar |  |  | Interconnected | Taylors Falls | Protected Data | Protected Data | Protected Data | Community Solar Garden | Solar* Rewards Community | 2015 | 2017 | n/a
Xcel Energy | 85 | 13781 | IOU | SRC041001 | 1000 | Solar |  |  | Interconnected | Taylors Falls | Protected Data | Protected Data | Protected Data | Community Solar Garden | Solar* Rewards Community | 2015 | 2017 | n/a
Xcel Energy | 85 | 13781 | IOU | SRC041002 | 1000 | Solar |  |  | Interconnected | Taylors Falls | Protected Data | Protected Data | Protected Data | Community Solar Garden | Solar* Rewards Community | 2015 | 2017 | n/a
Xcel Energy | 85 | 13781 | IOU | SRC041003 | 1000 | Solar |  |  | Interconnected | Taylors Falls | Protected Data | Protected Data | Protected Data | Community Solar Garden | Solar* Rewards Community | 2015 | 2017 | n/a
Xcel Energy | 85 | 13781 | IOU | SRC041077 | 1000 | Solar |  |  | Interconnected | Faribault | Protected Data | Protected Data | Protected Data | Community Solar Garden | Solar* Rewards Community | 2015 | 2020 | n/a
Xcel Energy | 85 | 13781 | IOU | SRC041078 | 1000 | Solar |  |  | Interconnected | Faribault | Protected Data | Protected Data | Protected Data | Community Solar Garden | Solar* Rewards Community | 2015 | 2020 | n/a
Xcel Energy | 85 | 13781 | IOU | SRC041079 | 1000 | Solar |  |  | Interconnected | Faribault | Protected Data | Protected Data | Protected Data | Community Solar Garden | Solar* Rewards Community | 2015 | 2020 | n/a
Xcel Energy | 85 | 13781 | IOU | SRC041080 | 1000 | Solar |  |  | Interconnected | Faribault | Protected Data | Protected Data | Protected Data | Community Solar Garden | Solar* Rewards Community | 2015 | 2020 | n/a
Xcel Energy | 85 | 13781 | IOU | SRC041082 | 1000 | Solar |  |  | Interconnected | Plato | Protected Data | Protected Data | Protected Data | Community Solar Garden | Solar* Rewards Community | 2015 | 2020 | n/a
Xcel Energy | 85 | 13781 | IOU | SRC041083 | 1000 | Solar |  |  | Interconnected | Plato | Protected Data | Protected Data | Protected Data | Community Solar Garden | Solar* Rewards Community | 2015 | 2020 | n/a
Xcel Energy | 85 | 13781 | IOU | SRC041084 | 1000 | Solar |  |  | Interconnected | Plato | Protected Data | Protected Data | Protected Data | Community Solar Garden | Solar* Rewards Community | 2015 | 2020 | n/a
Xcel Energy | 85 | 13781 | IOU | SRC041085 | 1000 | Solar |  |  | Interconnected | Plato | Protected Data | Protected Data | Protected Data | Community Solar Garden | Solar* Rewards Community | 2015 | 2020 | n/a
Xcel Energy | 85 | 13781 | IOU | SRC041087 | 1000 | Solar |  |  | Interconnected | Northfield | Protected Data | Protected Data | Protected Data | Community Solar Garden | Solar* Rewards Community | 2015 | 2020 | n/a
Xcel Energy | 85 | 13781 | IOU | SRC041160 | 1000 | Solar |  |  | Interconnected | Northfield | Protected Data | Protected Data | Protected Data | Community Solar Garden | Solar* Rewards Community | 2015 | 2018 | n/a
Xcel Energy | 85 | 13781 | IOU | SRC041161 | 1000 | Solar |  |  | Interconnected | Northfield | Protected Data | Protected Data | Protected Data | Community Solar Garden | Solar* Rewards Community | 2015 | 2018 | n/a
Xcel Energy | 85 | 13781 | IOU | SRC041162 | 1000 | Solar |  |  | Interconnected | Northfield | Protected Data | Protected Data | Protected Data | Community Solar Garden | Solar* Rewards Community | 2015 | 2018 | n/a
Xcel Energy | 85 | 13781 | IOU | SRC041163 | 1000 | Solar |  |  | Interconnected | Northfield | Protected Data | Protected Data | Protected Data | Community Solar Garden | Solar* Rewards Community | 2015 | 2018 | n/a
Xcel Energy | 85 | 13781 | IOU | SRC041164 | 1000 | Solar |  |  | Interconnected | Northfield | Protected Data | Protected Data | Protected Data | Community Solar Garden | Solar* Rewards Community | 2015 | 2018 | n/a
Xcel Energy | 85 | 13781 | IOU | SRC041165 | 1000 | Solar |  |  | Interconnected | Randolph | Protected Data | Protected Data | Protected Data | Community Solar Garden | Solar* Rewards Community | 2015 | 2019 | n/a
Xcel Energy | 85 | 13781 | IOU | SRC041166 | 1000 | Solar |  |  | Interconnected | Randolph | Protected Data | Protected Data | Protected Data | Community Solar Garden | Solar* Rewards Community | 2015 | 2019 | n/a
Xcel Energy | 85 | 13781 | IOU | SRC041167 | 1000 | Solar |  |  | Interconnected | Randolph | Protected Data | Protected Data | Protected Data | Community Solar Garden | Solar* Rewards Community | 2015 | 2019 | n/a
Xcel Energy | 85 | 13781 | IOU | SRC041168 | 1000 | Solar |  |  | Interconnected | Randolph | Protected Data | Protected Data | Protected Data | Community Solar Garden | Solar* Rewards Community | 2015 | 2019 | n/a
Xcel Energy | 85 | 13781 | IOU | SRC041169 | 1000 | Solar |  |  | Interconnected | Randolph | Protected Data | Protected Data | Protected Data | Community Solar Garden | Solar* Rewards Community | 2015 | 2019 | n/a
Xcel Energy | 85 | 13781 | IOU | SRC041210 | 1000 | Solar |  |  | Interconnected | Mapleton | Protected Data | Protected Data | Protected Data | Community Solar Garden | Solar* Rewards Community | 2015 | 2018 | n/a
Xcel Energy | 85 | 13781 | IOU | SRC041211 | 1000 | Solar |  |  | Interconnected | Mapleton | Protected Data | Protected Data | Protected Data | Community Solar Garden | Solar* Rewards Community | 2015 | 2018 | n/a
Xcel Energy | 85 | 13781 | IOU | SRC041212 | 1000 | Solar |  |  | Interconnected | Mapleton | Protected Data | Protected Data | Protected Data | Community Solar Garden | Solar* Rewards Community | 2015 | 2018 | n/a
Xcel Energy | 85 | 13781 | IOU | SRC041213 | 540 | Solar |  |  | Interconnected | Mapleton | Protected Data | Protected Data | Protected Data | Community Solar Garden | Solar* Rewards Community | 2015 | 2018 | n/a
Xcel Energy | 85 | 13781 | IOU | SRC041218 | 1000 | Solar |  |  | Interconnected | Winsted | Protected Data | Protected Data | Protected Data | Community Solar Garden | Solar* Rewards Community | 2015 | 2019 | n/a
Xcel Energy | 85 | 13781 | IOU | SRC041219 | 1000 | Solar |  |  | Interconnected | Winsted | Protected Data | Protected Data | Protected Data | Community Solar Garden | Solar* Rewards Community | 2015 | 2019 | n/a
Xcel Energy | 85 | 13781 | IOU | SRC041230 | 972 | Solar |  |  | Interconnected | Norwood Young America | Protected Data | Protected Data | Protected Data | Community Solar Garden | Solar* Rewards Community | 2015 | 2017 | n/a
Xcel Energy | 85 | 13781 | IOU | SRC041231 | 972 | Solar |  |  | Interconnected | Norwood Young America | Protected Data | Protected Data | Protected Data | Community Solar Garden | Solar* Rewards Community | 2015 | 2017 | n/a
Xcel Energy | 85 | 13781 | IOU | SRC041232 | 972 | Solar |  |  | Interconnected | Norwood Young America | Protected Data | Protected Data | Protected Data | Community Solar Garden | Solar* Rewards Community | 2015 | 2017 | n/a
Xcel Energy | 85 | 13781 | IOU | SRC041233 | 972 | Solar |  |  | Interconnected | Norwood Young America | Protected Data | Protected Data | Protected Data | Community Solar Garden | Solar* Rewards Community | 2015 | 2017 | n/a
Xcel Energy | 85 | 13781 | IOU | SRC041234 | 972 | Solar |  |  | Interconnected | Norwood Young America | Protected Data | Protected Data | Protected Data | Community Solar Garden | Solar* Rewards Community | 2015 | 2017 | n/a
Xcel Energy | 85 | 13781 | IOU | SRC041271 | 1000 | Solar |  |  | Interconnected | Winsted | Protected Data | Protected Data | Protected Data | Community Solar Garden | Solar* Rewards Community | 2015 | 2019 | n/a
Xcel Energy | 85 | 13781 | IOU | SRC041285 | 1000 | Solar |  |  | Interconnected | Richmond | Protected Data | Protected Data | Protected Data | Community Solar Garden | Solar* Rewards Community | 2015 | 2017 | n/a
Xcel Energy | 85 | 13781 | IOU | SRC041286 | 1000 | Solar |  |  | Interconnected | Richmond | Protected Data | Protected Data | Protected Data | Community Solar Garden | Solar* Rewards Community | 2015 | 2017 | n/a
Xcel Energy | 85 | 13781 | IOU | SRC041287 | 1000 | Solar |  |  | Interconnected | Richmond | Protected Data | Protected Data | Protected Data | Community Solar Garden | Solar* Rewards Community | 2015 | 2017 | n/a
Xcel Energy | 85 | 13781 | IOU | SRC041288 | 1000 | Solar |  |  | Interconnected | Richmond | Protected Data | Protected Data | Protected Data | Community Solar Garden | Solar* Rewards Community | 2015 | 2017 | n/a
Xcel Energy | 85 | 13781 | IOU | SRC041289 | 1000 | Solar |  |  | Interconnected | Richmond | Protected Data | Protected Data | Protected Data | Community Solar Garden | Solar* Rewards Community | 2015 | 2017 | n/a
Xcel Energy | 85 | 13781 | IOU | SRC041290 | 1000 | Solar |  |  | Interconnected | Glenwood | Protected Data | Protected Data | Protected Data | Community Solar Garden | Solar* Rewards Community | 2015 | 2017 | n/a
Xcel Energy | 85 | 13781 | IOU | SRC041291 | 1000 | Solar |  |  | Interconnected | Glenwood | Protected Data | Protected Data | Protected Data | Community Solar Garden | Solar* Rewards Community | 2015 | 2017 | n/a
Xcel Energy | 85 | 13781 | IOU | SRC041292 | 1000 | Solar |  |  | Interconnected | Glenwood | Protected Data | Protected Data | Protected Data | Community Solar Garden | Solar* Rewards Community | 2015 | 2017 | n/a
Xcel Energy | 85 | 13781 | IOU | SRC041293 | 1000 | Solar |  |  | Interconnected | Glenwood | Protected Data | Protected Data | Protected Data | Community Solar Garden | Solar* Rewards Community | 2015 | 2017 | n/a
Xcel Energy | 85 | 13781 | IOU | SRC041294 | 1000 | Solar |  |  | Interconnected | Glenwood | Protected Data | Protected Data | Protected Data | Community Solar Garden | Solar* Rewards Community | 2015 | 2017 | n/a
Xcel Energy | 85 | 13781 | IOU | SRC041301 | 1000 | Solar |  |  | Interconnected | Pipestone | Protected Data | Protected Data | Protected Data | Community Solar Garden | Solar* Rewards Community | 2015 | 2017 | n/a
Xcel Energy | 85 | 13781 | IOU | SRC041302 | 1000 | Solar |  |  | Interconnected | Pipestone | Protected Data | Protected Data | Protected Data | Community Solar Garden | Solar* Rewards Community | 2015 | 2017 | n/a
Xcel Energy | 85 | 13781 | IOU | SRC041304 | 1000 | Solar |  |  | Interconnected | Pipestone | Protected Data | Protected Data | Protected Data | Community Solar Garden | Solar* Rewards Community | 2015 | 2017 | n/a
Xcel Energy | 85 | 13781 | IOU | SRC041305 | 1000 | Solar |  |  | Interconnected | Pipestone | Protected Data | Protected Data | Protected Data | Community Solar Garden | Solar* Rewards Community | 2015 | 2017 | n/a
Xcel Energy | 85 | 13781 | IOU | SRC041306 | 1000 | Solar |  |  | Interconnected | Pipestone | Protected Data | Protected Data | Protected Data | Community Solar Garden | Solar* Rewards Community | 2015 | 2017 | n/a
Xcel Energy | 85 | 13781 | IOU | SRC041307 | 1000 | Solar |  |  | Interconnected | Tracy | Protected Data | Protected Data | Protected Data | Community Solar Garden | Solar* Rewards Community | 2015 | 2018 | n/a
Xcel Energy | 85 | 13781 | IOU | SRC041309 | 1000 | Solar |  |  | Interconnected | Tracy | Protected Data | Protected Data | Protected Data | Community Solar Garden | Solar* Rewards Community | 2015 | 2018 | n/a
Xcel Energy | 85 | 13781 | IOU | SRC041311 | 1000 | Solar |  |  | Interconnected | Tracy | Protected Data | Protected Data | Protected Data | Community Solar Garden | Solar* Rewards Community | 2015 | 2018 | n/a
Xcel Energy | 85 | 13781 | IOU | SRC041327 | 1000 | Solar |  |  | Interconnected | Saint Michael | Protected Data | Protected Data | Protected Data | Community Solar Garden | Solar* Rewards Community | 2015 | 2018 | n/a
Xcel Energy | 85 | 13781 | IOU | SRC041328 | 1000 | Solar |  |  | Interconnected | Saint Michael | Protected Data | Protected Data | Protected Data | Community Solar Garden | Solar* Rewards Community | 2015 | 2018 | n/a
Xcel Energy | 85 | 13781 | IOU | SRC041329 | 1000 | Solar |  |  | Interconnected | Saint Michael | Protected Data | Protected Data | Protected Data | Community Solar Garden | Solar* Rewards Community | 2015 | 2018 | n/a
Xcel Energy | 85 | 13781 | IOU | SRC041330 | 1000 | Solar |  |  | Interconnected | Saint Michael | Protected Data | Protected Data | Protected Data | Community Solar Garden | Solar* Rewards Community | 2015 | 2018 | n/a
Xcel Energy | 85 | 13781 | IOU | SRC041382 | 180 | Solar |  |  | Interconnected | Minneapolis | Protected Data | Protected Data | Protected Data | Community Solar Garden | Solar* Rewards Community | 2015 | 2018 | n/a
Xcel Energy | 85 | 13781 | IOU | SRC041441 | 1000 | Solar |  |  | Interconnected | Cottage Grove | Protected Data | Protected Data | Protected Data | Community Solar Garden | Solar* Rewards Community | 2015 | 2018 | n/a
Xcel Energy | 85 | 13781 | IOU | SRC041442 | 1000 | Solar |  |  | Interconnected | Cottage Grove | Protected Data | Protected Data | Protected Data | Community Solar Garden | Solar* Rewards Community | 2015 | 2018 | n/a
Xcel Energy | 85 | 13781 | IOU | SRC041443 | 1000 | Solar |  |  | Interconnected | Cottage Grove | Protected Data | Protected Data | Protected Data | Community Solar Garden | Solar* Rewards Community | 2015 | 2018 | n/a
Xcel Energy | 85 | 13781 | IOU | SRC041444 | 1000 | Solar |  |  | Interconnected | Cottage Grove | Protected Data | Protected Data | Protected Data | Community Solar Garden | Solar* Rewards Community | 2015 | 2018 | n/a
Xcel Energy | 85 | 13781 | IOU | SRC041445 | 1000 | Solar |  |  | Interconnected | Cottage Grove | Protected Data | Protected Data | Protected Data | Community Solar Garden | Solar* Rewards Community | 2015 | 2018 | n/a
Xcel Energy | 85 | 13781 | IOU | SRC041620 | 1000 | Solar |  |  | Interconnected | Winsted | Protected Data | Protected Data | Protected Data | Community Solar Garden | Solar* Rewards Community | 2015 | 2017 | n/a
Xcel Energy | 85 | 13781 | IOU | SRC041621 | 1000 | Solar |  |  | Interconnected | Winsted | Protected Data | Protected Data | Protected Data | Community Solar Garden | Solar* Rewards Community | 2015 | 2017 | n/a
Xcel Energy | 85 | 13781 | IOU | SRC041622 | 1000 | Solar |  |  | Interconnected | Winsted | Protected Data | Protected Data | Protected Data | Community Solar Garden | Solar* Rewards Community | 2015 | 2017 | n/a
Xcel Energy | 85 | 13781 | IOU | SRC041641 | 972 | Solar |  |  | Interconnected | Cokato | Protected Data | Protected Data | Protected Data | Community Solar Garden | Solar* Rewards Community | 2015 | 2018 | n/a
Xcel Energy | 85 | 13781 | IOU | SRC041649 | 1000 | Solar |  |  | Interconnected | Lake Lillian | Protected Data | Protected Data | Protected Data | Community Solar Garden | Solar* Rewards Community | 2015 | 2017 | n/a
Xcel Energy | 85 | 13781 | IOU | SRC041650 | 1000 | Solar |  |  | Interconnected | Lake Lillian | Protected Data | Protected Data | Protected Data | Community Solar Garden | Solar* Rewards Community | 2015 | 2017 | n/a
Xcel Energy | 85 | 13781 | IOU | SRC041651 | 1000 | Solar |  |  | Interconnected | Maynard | Protected Data | Protected Data | Protected Data | Community Solar Garden | Solar* Rewards Community | 2015 | 2017 | n/a
Xcel Energy | 85 | 13781 | IOU | SRC041652 | 1000 | Solar |  |  | Interconnected | Maynard | Protected Data | Protected Data | Protected Data | Community Solar Garden | Solar* Rewards Community | 2015 | 2017 | n/a
Xcel Energy | 85 | 13781 | IOU | SRC041653 | 1000 | Solar |  |  | Interconnected | Lester Prairie | Protected Data | Protected Data | Protected Data | Community Solar Garden | Solar* Rewards Community | 2015 | 2017 | n/a
Xcel Energy | 85 | 13781 | IOU | SRC041654 | 1000 | Solar |  |  | Interconnected | Lester Prairie | Protected Data | Protected Data | Protected Data | Community Solar Garden | Solar* Rewards Community | 2015 | 2017 | n/a
Xcel Energy | 85 | 13781 | IOU | SRC041656 | 1000 | Solar |  |  | Interconnected | Lester Prairie | Protected Data | Protected Data | Protected Data | Community Solar Garden | Solar* Rewards Community | 2015 | 2017 | n/a
Xcel Energy | 85 | 13781 | IOU | SRC041657 | 1000 | Solar |  |  | Interconnected | Lester Prairie | Protected Data | Protected Data | Protected Data | Community Solar Garden | Solar* Rewards Community | 2015 | 2017 | n/a
Xcel Energy | 85 | 13781 | IOU | SRC041658 | 1000 | Solar |  |  | Interconnected | Lester Prairie | Protected Data | Protected Data | Protected Data | Community Solar Garden | Solar* Rewards Community | 2015 | 2017 | n/a
Xcel Energy | 85 | 13781 | IOU | SRC041660 | 250 | Solar |  |  | Interconnected | Mayer | Protected Data | Protected Data | Protected Data | Community Solar Garden | Solar* Rewards Community | 2015 | 2018 | n/a
Xcel Energy | 85 | 13781 | IOU | SRC041661 | 250 | Solar |  |  | Interconnected | Mayer | Protected Data | Protected Data | Protected Data | Community Solar Garden | Solar* Rewards Community | 2015 | 2018 | n/a
Xcel Energy | 85 | 13781 | IOU | SRC041662 | 250 | Solar |  |  | Interconnected | Mayer | Protected Data | Protected Data | Protected Data | Community Solar Garden | Solar* Rewards Community | 2015 | 2018 | n/a
Xcel Energy | 85 | 13781 | IOU | SRC041663 | 250 | Solar |  |  | Interconnected | Mayer | Protected Data | Protected Data | Protected Data | Community Solar Garden | Solar* Rewards Community | 2015 | 2018 | n/a
Xcel Energy | 85 | 13781 | IOU | SRC041664 | 250 | Solar |  |  | Interconnected | Mayer | Protected Data | Protected Data | Protected Data | Community Solar Garden | Solar* Rewards Community | 2015 | 2018 | n/a
Xcel Energy | 85 | 13781 | IOU | SRC041665 | 250 | Solar |  |  | Interconnected | Mayer | Protected Data | Protected Data | Protected Data | Community Solar Garden | Solar* Rewards Community | 2015 | 2018 | n/a
Xcel Energy | 85 | 13781 | IOU | SRC041666 | 250 | Solar |  |  | Interconnected | Mayer | Protected Data | Protected Data | Protected Data | Community Solar Garden | Solar* Rewards Community | 2015 | 2018 | n/a
Xcel Energy | 85 | 13781 | IOU | SRC041669 | 250 | Solar |  |  | Interconnected | Mayer | Protected Data | Protected Data | Protected Data | Community Solar Garden | Solar* Rewards Community | 2015 | 2018 | n/a
Xcel Energy | 85 | 13781 | IOU | SRC041670 | 1000 | Solar |  |  | Interconnected | Zumbro Falls | Protected Data | Protected Data | Protected Data | Community Solar Garden | Solar* Rewards Community | 2015 | 2018 | n/a
Xcel Energy | 85 | 13781 | IOU | SRC041672 | 1000 | Solar |  |  | Interconnected | Zumbro Falls | Protected Data | Protected Data | Protected Data | Community Solar Garden | Solar* Rewards Community | 2015 | 2018 | n/a
Xcel Energy | 85 | 13781 | IOU | SRC041673 | 1000 | Solar |  |  | Interconnected | Zumbro Falls | Protected Data | Protected Data | Protected Data | Community Solar Garden | Solar* Rewards Community | 2015 | 2018 | n/a
Xcel Energy | 85 | 13781 | IOU | SRC041674 | 1000 | Solar |  |  | Interconnected | Zumbro Falls | Protected Data | Protected Data | Protected Data | Community Solar Garden | Solar* Rewards Community | 2015 | 2018 | n/a
Xcel Energy | 85 | 13781 | IOU | SRC041675 | 1000 | Solar |  |  | Interconnected | Waterville | Protected Data | Protected Data | Protected Data | Community Solar Garden | Solar* Rewards Community | 2015 | 2018 | n/a
Xcel Energy | 85 | 13781 | IOU | SRC041676 | 1000 | Solar |  |  | Interconnected | Waterville | Protected Data | Protected Data | Protected Data | Community Solar Garden | Solar* Rewards Community | 2015 | 2018 | n/a
Xcel Energy | 85 | 13781 | IOU | SRC041677 | 1000 | Solar |  |  | Interconnected | Waterville | Protected Data | Protected Data | Protected Data | Community Solar Garden | Solar* Rewards Community | 2015 | 2018 | n/a
Xcel Energy | 85 | 13781 | IOU | SRC041680 | 1000 | Solar |  |  | Interconnected | Edgerton | Protected Data | Protected Data | Protected Data | Community Solar Garden | Solar* Rewards Community | 2015 | 2017 | n/a
Xcel Energy | 85 | 13781 | IOU | SRC041681 | 1000 | Solar |  |  | Interconnected | Edgerton | Protected Data | Protected Data | Protected Data | Community Solar Garden | Solar* Rewards Community | 2015 | 2017 | n/a
Xcel Energy | 85 | 13781 | IOU | SRC041682 | 972 | Solar |  |  | Interconnected | Saint Joseph | Protected Data | Protected Data | Protected Data | Community Solar Garden | Solar* Rewards Community | 2015 | 2017 | n/a
Xcel Energy | 85 | 13781 | IOU | SRC041683 | 972 | Solar |  |  | Interconnected | Saint Joseph | Protected Data | Protected Data | Protected Data | Community Solar Garden | Solar* Rewards Community | 2015 | 2017 | n/a
Xcel Energy | 85 | 13781 | IOU | SRC041684 | 972 | Solar |  |  | Interconnected | Saint Joseph | Protected Data | Protected Data | Protected Data | Community Solar Garden | Solar* Rewards Community | 2015 | 2017 | n/a
Xcel Energy | 85 | 13781 | IOU | SRC041685 | 972 | Solar |  |  | Interconnected | Saint Joseph | Protected Data | Protected Data | Protected Data | Community Solar Garden | Solar* Rewards Community | 2015 | 2017 | n/a
Xcel Energy | 85 | 13781 | IOU | SRC041686 | 972 | Solar |  |  | Interconnected | Saint Joseph | Protected Data | Protected Data | Protected Data | Community Solar Garden | Solar* Rewards Community | 2015 | 2017 | n/a
Xcel Energy | 85 | 13781 | IOU | SRC041687 | 972 | Solar |  |  | Interconnected | Saint Joseph | Protected Data | Protected Data | Protected Data | Community Solar Garden | Solar* Rewards Community | 2015 | 2017 | n/a
Xcel Energy | 85 | 13781 | IOU | SRC041690 | 972 | Solar |  |  | Interconnected | Saint Joseph | Protected Data | Protected Data | Protected Data | Community Solar Garden | Solar* Rewards Community | 2015 | 2017 | n/a
Xcel Energy | 85 | 13781 | IOU | SRC041691 | 244 | Solar |  |  | Interconnected | Saint Joseph | Protected Data | Protected Data | Protected Data | Community Solar Garden | Solar* Rewards Community | 2015 | 2017 | n/a
Xcel Energy | 85 | 13781 | IOU | SRC041692 | 1000 | Solar |  |  | Interconnected | Foley | Protected Data | Protected Data | Protected Data | Community Solar Garden | Solar* Rewards Community | 2015 | 2017 | n/a
Xcel Energy | 85 | 13781 | IOU | SRC041693 | 1000 | Solar |  |  | Interconnected | Foley | Protected Data | Protected Data | Protected Data | Community Solar Garden | Solar* Rewards Community | 2015 | 2017 | n/a
Xcel Energy | 85 | 13781 | IOU | SRC041694 | 1000 | Solar |  |  | Interconnected | Granite Falls | Protected Data | Protected Data | Protected Data | Community Solar Garden | Solar* Rewards Community | 2015 | 2017 | n/a
Xcel Energy | 85 | 13781 | IOU | SRC041696 | 1000 | Solar |  |  | Interconnected | Granite Falls | Protected Data | Protected Data | Protected Data | Community Solar Garden | Solar* Rewards Community | 2015 | 2017 | n/a
Xcel Energy | 85 | 13781 | IOU | SRC041697 | 997 | Solar |  |  | Interconnected | Jordan | Protected Data | Protected Data | Protected Data | Community Solar Garden | Solar* Rewards Community | 2015 | 2017 | n/a
Xcel Energy | 85 | 13781 | IOU | SRC041698 | 1000 | Solar |  |  | Interconnected | Sauk Rapids | Protected Data | Protected Data | Protected Data | Community Solar Garden | Solar* Rewards Community | 2015 | 2018 | n/a
Xcel Energy | 85 | 13781 | IOU | SRC041700 | 1000 | Solar |  |  | Interconnected | Sauk Rapids | Protected Data | Protected Data | Protected Data | Community Solar Garden | Solar* Rewards Community | 2015 | 2018 | n/a
Xcel Energy | 85 | 13781 | IOU | SRC041701 | 997 | Solar |  |  | Interconnected | Jordan | Protected Data | Protected Data | Protected Data | Community Solar Garden | Solar* Rewards Community | 2015 | 2017 | n/a
Xcel Energy | 85 | 13781 | IOU | SRC041702 | 997 | Solar |  |  | Interconnected | Jordan | Protected Data | Protected Data | Protected Data | Community Solar Garden | Solar* Rewards Community | 2015 | 2017 | n/a
Xcel Energy | 85 | 13781 | IOU | SRC041703 | 989 | Solar |  |  | Interconnected | Watertown | Protected Data | Protected Data | Protected Data | Community Solar Garden | Solar* Rewards Community | 2015 | 2017 | n/a
Xcel Energy | 85 | 13781 | IOU | SRC041704 | 989 | Solar |  |  | Interconnected | Watertown | Protected Data | Protected Data | Protected Data | Community Solar Garden | Solar* Rewards Community | 2015 | 2017 | n/a
Xcel Energy | 85 | 13781 | IOU | SRC041705 | 997 | Solar |  |  | Interconnected | Watertown | Protected Data | Protected Data | Protected Data | Community Solar Garden | Solar* Rewards Community | 2015 | 2017 | n/a
Xcel Energy | 85 | 13781 | IOU | SRC041707 | 396 | Solar |  |  | Interconnected | Watertown | Protected Data | Protected Data | Protected Data | Community Solar Garden | Solar* Rewards Community | 2015 | 2017 | n/a
Xcel Energy | 85 | 13781 | IOU | SRC041708 | 990 | Solar |  |  | Interconnected | Watertown | Protected Data | Protected Data | Protected Data | Community Solar Garden | Solar* Rewards Community | 2015 | 2017 | n/a
Xcel Energy | 85 | 13781 | IOU | SRC041710 | 998 | Solar |  |  | Interconnected | Jordan | Protected Data | Protected Data | Protected Data | Community Solar Garden | Solar* Rewards Community | 2015 | 2017 | n/a
Xcel Energy | 85 | 13781 | IOU | SRC041711 | 999 | Solar |  |  | Interconnected | Jordan | Protected Data | Protected Data | Protected Data | Community Solar Garden | Solar* Rewards Community | 2015 | 2017 | n/a
Xcel Energy | 85 | 13781 | IOU | SRC041712 | 996 | Solar |  |  | Interconnected | Jordan | Protected Data | Protected Data | Protected Data | Community Solar Garden | Solar* Rewards Community | 2015 | 2017 | n/a
Xcel Energy | 85 | 13781 | IOU | SRC041713 | 983 | Solar |  |  | Interconnected | Jordan | Protected Data | Protected Data | Protected Data | Community Solar Garden | Solar* Rewards Community | 2015 | 2017 | n/a
Xcel Energy | 85 | 13781 | IOU | SRC041714 | 714 | Solar |  |  | Interconnected | Jordan | Protected Data | Protected Data | Protected Data | Community Solar Garden | Solar* Rewards Community | 2015 | 2017 | n/a
Xcel Energy | 85 | 13781 | IOU | SRC041715 | 990 | Solar |  |  | Interconnected | Belle Plaine | Protected Data | Protected Data | Protected Data | Community Solar Garden | Solar* Rewards Community | 2015 | 2018 | n/a
Xcel Energy | 85 | 13781 | IOU | SRC041716 | 990 | Solar |  |  | Interconnected | Belle Plaine | Protected Data | Protected Data | Protected Data | Community Solar Garden | Solar* Rewards Community | 2015 | 2018 | n/a
Xcel Energy | 85 | 13781 | IOU | SRC041717 | 990 | Solar |  |  | Interconnected | Belle Plaine | Protected Data | Protected Data | Protected Data | Community Solar Garden | Solar* Rewards Community | 2015 | 2018 | n/a
Xcel Energy | 85 | 13781 | IOU | SRC041718 | 990 | Solar |  |  | Interconnected | Belle Plaine | Protected Data | Protected Data | Protected Data | Community Solar Garden | Solar* Rewards Community | 2015 | 2018 | n/a
Xcel Energy | 85 | 13781 | IOU | SRC041719 | 990 | Solar |  |  | Interconnected | Belle Plaine | Protected Data | Protected Data | Protected Data | Community Solar Garden | Solar* Rewards Community | 2015 | 2018 | n/a
Xcel Energy | 85 | 13781 | IOU | SRC042081 | 1000 | Solar |  |  | Interconnected | Saint Cloud | Protected Data | Protected Data | Protected Data | Community Solar Garden | Solar* Rewards Community | 2015 | 2019 | n/a
Xcel Energy | 85 | 13781 | IOU | SRC042083 | 1000 | Solar |  |  | Interconnected | Saint Cloud | Protected Data | Protected Data | Protected Data | Community Solar Garden | Solar* Rewards Community | 2015 | 2019 | n/a
Xcel Energy | 85 | 13781 | IOU | SRC042093 | 250 | Solar |  |  | Interconnected | Hastings | Protected Data | Protected Data | Protected Data | Community Solar Garden | Solar* Rewards Community | 2015 | 2018 | n/a
Xcel Energy | 85 | 13781 | IOU | SRC042094 | 250 | Solar |  |  | Interconnected | Hastings | Protected Data | Protected Data | Protected Data | Community Solar Garden | Solar* Rewards Community | 2015 | 2018 | n/a
Xcel Energy | 85 | 13781 | IOU | SRC042095 | 250 | Solar |  |  | Interconnected | Hastings | Protected Data | Protected Data | Protected Data | Community Solar Garden | Solar* Rewards Community | 2015 | 2018 | n/a
Xcel Energy | 85 | 13781 | IOU | SRC042097 | 250 | Solar |  |  | Interconnected | Hastings | Protected Data | Protected Data | Protected Data | Community Solar Garden | Solar* Rewards Community | 2015 | 2018 | n/a
Xcel Energy | 85 | 13781 | IOU | SRC042098 | 250 | Solar |  |  | Interconnected | Hastings | Protected Data | Protected Data | Protected Data | Community Solar Garden | Solar* Rewards Community | 2015 | 2018 | n/a
Xcel Energy | 85 | 13781 | IOU | SRC042099 | 250 | Solar |  |  | Interconnected | Hastings | Protected Data | Protected Data | Protected Data | Community Solar Garden | Solar* Rewards Community | 2015 | 2018 | n/a
Xcel Energy | 85 | 13781 | IOU | SRC042100 | 250 | Solar |  |  | Interconnected | Hastings | Protected Data | Protected Data | Protected Data | Community Solar Garden | Solar* Rewards Community | 2015 | 2018 | n/a
Xcel Energy | 85 | 13781 | IOU | SRC042101 | 250 | Solar |  |  | Interconnected | Hastings | Protected Data | Protected Data | Protected Data | Community Solar Garden | Solar* Rewards Community | 2015 | 2018 | n/a
Xcel Energy | 85 | 13781 | IOU | SRC042102 | 250 | Solar |  |  | Interconnected | Hastings | Protected Data | Protected Data | Protected Data | Community Solar Garden | Solar* Rewards Community | 2015 | 2018 | n/a
Xcel Energy | 85 | 13781 | IOU | SRC042103 | 250 | Solar |  |  | Interconnected | Hastings | Protected Data | Protected Data | Protected Data | Community Solar Garden | Solar* Rewards Community | 2015 | 2018 | n/a
Xcel Energy | 85 | 13781 | IOU | SRC042104 | 250 | Solar |  |  | Interconnected | Hastings | Protected Data | Protected Data | Protected Data | Community Solar Garden | Solar* Rewards Community | 2015 | 2018 | n/a
Xcel Energy | 85 | 13781 | IOU | SRC042105 | 250 | Solar |  |  | Interconnected | Hastings | Protected Data | Protected Data | Protected Data | Community Solar Garden | Solar* Rewards Community | 2015 | 2018 | n/a
Xcel Energy | 85 | 13781 | IOU | SRC042106 | 250 | Solar |  |  | Interconnected | Hastings | Protected Data | Protected Data | Protected Data | Community Solar Garden | Solar* Rewards Community | 2015 | 2018 | n/a
Xcel Energy | 85 | 13781 | IOU | SRC042107 | 250 | Solar |  |  | Interconnected | Hastings | Protected Data | Protected Data | Protected Data | Community Solar Garden | Solar* Rewards Community | 2015 | 2018 | n/a
Xcel Energy | 85 | 13781 | IOU | SRC042108 | 250 | Solar |  |  | Interconnected | Hastings | Protected Data | Protected Data | Protected Data | Community Solar Garden | Solar* Rewards Community | 2015 | 2018 | n/a
Xcel Energy | 85 | 13781 | IOU | SRC042109 | 250 | Solar |  |  | Interconnected | Hastings | Protected Data | Protected Data | Protected Data | Community Solar Garden | Solar* Rewards Community | 2015 | 2018 | n/a
Xcel Energy | 85 | 13781 | IOU | SRC042110 | 250 | Solar |  |  | Interconnected | Hastings | Protected Data | Protected Data | Protected Data | Community Solar Garden | Solar* Rewards Community | 2015 | 2018 | n/a
Xcel Energy | 85 | 13781 | IOU | SRC042111 | 250 | Solar |  |  | Interconnected | Hastings | Protected Data | Protected Data | Protected Data | Community Solar Garden | Solar* Rewards Community | 2015 | 2018 | n/a
Xcel Energy | 85 | 13781 | IOU | SRC042112 | 250 | Solar |  |  | Interconnected | Hastings | Protected Data | Protected Data | Protected Data | Community Solar Garden | Solar* Rewards Community | 2015 | 2018 | n/a
Xcel Energy | 85 | 13781 | IOU | SRC042113 | 250 | Solar |  |  | Interconnected | Hastings | Protected Data | Protected Data | Protected Data | Community Solar Garden | Solar* Rewards Community | 2015 | 2018 | n/a
Xcel Energy | 85 | 13781 | IOU | SRC042117 | 1000 | Solar |  |  | Interconnected | Cottage Grove | Protected Data | Protected Data | Protected Data | Community Solar Garden | Solar* Rewards Community | 2015 | 2018 | n/a
Xcel Energy | 85 | 13781 | IOU | SRC042118 | 1000 | Solar |  |  | Interconnected | Cottage Grove | Protected Data | Protected Data | Protected Data | Community Solar Garden | Solar* Rewards Community | 2015 | 2018 | n/a
Xcel Energy | 85 | 13781 | IOU | SRC042119 | 1000 | Solar |  |  | Interconnected | Cottage Grove | Protected Data | Protected Data | Protected Data | Community Solar Garden | Solar* Rewards Community | 2015 | 2018 | n/a
Xcel Energy | 85 | 13781 | IOU | SRC042120 | 1000 | Solar |  |  | Interconnected | Cottage Grove | Protected Data | Protected Data | Protected Data | Community Solar Garden | Solar* Rewards Community | 2015 | 2018 | n/a
Xcel Energy | 85 | 13781 | IOU | SRC042160 | 1000 | Solar |  |  | Interconnected | Taylors Falls | Protected Data | Protected Data | Protected Data | Community Solar Garden | Solar* Rewards Community | 2015 | 2018 | n/a
Xcel Energy | 85 | 13781 | IOU | SRC042161 | 1000 | Solar |  |  | Interconnected | Taylors Falls | Protected Data | Protected Data | Protected Data | Community Solar Garden | Solar* Rewards Community | 2015 | 2018 | n/a
Xcel Energy | 85 | 13781 | IOU | SRC042163 | 1000 | Solar |  |  | Interconnected | Taylors Falls | Protected Data | Protected Data | Protected Data | Community Solar Garden | Solar* Rewards Community | 2015 | 2018 | n/a
Xcel Energy | 85 | 13781 | IOU | SRC042164 | 1000 | Solar |  |  | Interconnected | Taylors Falls | Protected Data | Protected Data | Protected Data | Community Solar Garden | Solar* Rewards Community | 2015 | 2018 | n/a
Xcel Energy | 85 | 13781 | IOU | SRC042165 | 1000 | Solar |  |  | Interconnected | Taylors Falls | Protected Data | Protected Data | Protected Data | Community Solar Garden | Solar* Rewards Community | 2015 | 2018 | n/a
Xcel Energy | 85 | 13781 | IOU | SRC042235 | 1000 | Solar |  |  | Interconnected | Rosemount | Protected Data | Protected Data | Protected Data | Community Solar Garden | Solar* Rewards Community | 2015 | 2017 | n/a
Xcel Energy | 85 | 13781 | IOU | SRC042240 | 1000 | Solar |  |  | Interconnected | Rosemount | Protected Data | Protected Data | Protected Data | Community Solar Garden | Solar* Rewards Community | 2015 | 2017 | n/a
Xcel Energy | 85 | 13781 | IOU | SRC042241 | 1000 | Solar |  |  | Interconnected | Rosemount | Protected Data | Protected Data | Protected Data | Community Solar Garden | Solar* Rewards Community | 2015 | 2017 | n/a
Xcel Energy | 85 | 13781 | IOU | SRC042242 | 1000 | Solar |  |  | Interconnected | Rosemount | Protected Data | Protected Data | Protected Data | Community Solar Garden | Solar* Rewards Community | 2015 | 2017 | n/a
Xcel Energy | 85 | 13781 | IOU | SRC042243 | 1000 | Solar |  |  | Interconnected | Rosemount | Protected Data | Protected Data | Protected Data | Community Solar Garden | Solar* Rewards Community | 2015 | 2017 | n/a
Xcel Energy | 85 | 13781 | IOU | SRC042254 | 1000 | Solar |  |  | Interconnected | Norwood Young America | Protected Data | Protected Data | Protected Data | Community Solar Garden | Solar* Rewards Community | 2015 | 2018 | n/a
Xcel Energy | 85 | 13781 | IOU | SRC042255 | 1000 | Solar |  |  | Interconnected | Norwood Young America | Protected Data | Protected Data | Protected Data | Community Solar Garden | Solar* Rewards Community | 2015 | 2018 | n/a
Xcel Energy | 85 | 13781 | IOU | SRC042256 | 1000 | Solar |  |  | Interconnected | Norwood Young America | Protected Data | Protected Data | Protected Data | Community Solar Garden | Solar* Rewards Community | 2015 | 2018 | n/a
Xcel Energy | 85 | 13781 | IOU | SRC042278 | 1000 | Solar |  |  | Interconnected | Corcoran | Protected Data | Protected Data | Protected Data | Community Solar Garden | Solar* Rewards Community | 2015 | 2017 | n/a
Xcel Energy | 85 | 13781 | IOU | SRC042279 | 1000 | Solar |  |  | Interconnected | Corcoran | Protected Data | Protected Data | Protected Data | Community Solar Garden | Solar* Rewards Community | 2015 | 2017 | n/a
Xcel Energy | 85 | 13781 | IOU | SRC042280 | 1000 | Solar |  |  | Interconnected | Corcoran | Protected Data | Protected Data | Protected Data | Community Solar Garden | Solar* Rewards Community | 2015 | 2017 | n/a
Xcel Energy | 85 | 13781 | IOU | SRC042281 | 1000 | Solar |  |  | Interconnected | Corcoran | Protected Data | Protected Data | Protected Data | Community Solar Garden | Solar* Rewards Community | 2015 | 2017 | n/a
Xcel Energy | 85 | 13781 | IOU | SRC042282 | 1000 | Solar |  |  | Interconnected | Corcoran | Protected Data | Protected Data | Protected Data | Community Solar Garden | Solar* Rewards Community | 2015 | 2017 | n/a
Xcel Energy | 85 | 13781 | IOU | SRC042286 | 1000 | Solar |  |  | Interconnected | Sartell | Protected Data | Protected Data | Protected Data | Community Solar Garden | Solar* Rewards Community | 2015 | 2017 | n/a
Xcel Energy | 85 | 13781 | IOU | SRC042287 | 1000 | Solar |  |  | Interconnected | Sartell | Protected Data | Protected Data | Protected Data | Community Solar Garden | Solar* Rewards Community | 2015 | 2017 | n/a
Xcel Energy | 85 | 13781 | IOU | SRC042288 | 1000 | Solar |  |  | Interconnected | Sartell | Protected Data | Protected Data | Protected Data | Community Solar Garden | Solar* Rewards Community | 2015 | 2017 | n/a
Xcel Energy | 85 | 13781 | IOU | SRC042292 | 1000 | Solar |  |  | Interconnected | Sauk Rapids | Protected Data | Protected Data | Protected Data | Community Solar Garden | Solar* Rewards Community | 2015 | 2017 | n/a
Xcel Energy | 85 | 13781 | IOU | SRC042294 | 1000 | Solar |  |  | Interconnected | Sauk Rapids | Protected Data | Protected Data | Protected Data | Community Solar Garden | Solar* Rewards Community | 2015 | 2017 | n/a
Xcel Energy | 85 | 13781 | IOU | SRC042295 | 1000 | Solar |  |  | Interconnected | Sauk Rapids | Protected Data | Protected Data | Protected Data | Community Solar Garden | Solar* Rewards Community | 2015 | 2017 | n/a
Xcel Energy | 85 | 13781 | IOU | SRC042296 | 1000 | Solar |  |  | Interconnected | Sauk Rapids | Protected Data | Protected Data | Protected Data | Community Solar Garden | Solar* Rewards Community | 2015 | 2017 | n/a
Xcel Energy | 85 | 13781 | IOU | SRC042297 | 1000 | Solar |  |  | Interconnected | Sauk Rapids | Protected Data | Protected Data | Protected Data | Community Solar Garden | Solar* Rewards Community | 2015 | 2017 | n/a
Xcel Energy | 85 | 13781 | IOU | SRC042298 | 700 | Solar |  |  | Interconnected | New Prague | Protected Data | Protected Data | Protected Data | Community Solar Garden | Solar* Rewards Community | 2015 | 2017 | n/a
Xcel Energy | 85 | 13781 | IOU | SRC042306 | 823 | Solar |  |  | Interconnected | Webster | Protected Data | Protected Data | Protected Data | Community Solar Garden | Solar* Rewards Community | 2015 | 2018 | n/a
Xcel Energy | 85 | 13781 | IOU | SRC042307 | 1000 | Solar |  |  | Interconnected | Webster | Protected Data | Protected Data | Protected Data | Community Solar Garden | Solar* Rewards Community | 2015 | 2018 | n/a
Xcel Energy | 85 | 13781 | IOU | SRC042315 | 1000 | Solar |  |  | Interconnected | Kasson | Protected Data | Protected Data | Protected Data | Community Solar Garden | Solar* Rewards Community | 2015 | 2017 | n/a
Xcel Energy | 85 | 13781 | IOU | SRC042316 | 1000 | Solar |  |  | Interconnected | Kasson | Protected Data | Protected Data | Protected Data | Community Solar Garden | Solar* Rewards Community | 2015 | 2017 | n/a
Xcel Energy | 85 | 13781 | IOU | SRC042317 | 1000 | Solar |  |  | Interconnected | Kasson | Protected Data | Protected Data | Protected Data | Community Solar Garden | Solar* Rewards Community | 2015 | 2017 | n/a
Xcel Energy | 85 | 13781 | IOU | SRC042318 | 1000 | Solar |  |  | Interconnected | Kasson | Protected Data | Protected Data | Protected Data | Community Solar Garden | Solar* Rewards Community | 2015 | 2017 | n/a
Xcel Energy | 85 | 13781 | IOU | SRC042319 | 1000 | Solar |  |  | Interconnected | Kasson | Protected Data | Protected Data | Protected Data | Community Solar Garden | Solar* Rewards Community | 2015 | 2017 | n/a
Xcel Energy | 85 | 13781 | IOU | SRC042333 | 998 | Solar |  |  | Interconnected | Lindstrom | Protected Data | Protected Data | Protected Data | Community Solar Garden | Solar* Rewards Community | 2015 | 2019 | n/a
Xcel Energy | 85 | 13781 | IOU | SRC042356 | 1000 | Solar |  |  | Interconnected | Granite Falls | Protected Data | Protected Data | Protected Data | Community Solar Garden | Solar* Rewards Community | 2015 | 2017 | n/a
Xcel Energy | 85 | 13781 | IOU | SRC042357 | 1000 | Solar |  |  | Interconnected | Northfield | Protected Data | Protected Data | Protected Data | Community Solar Garden | Solar* Rewards Community | 2015 | 2017 | n/a
Xcel Energy | 85 | 13781 | IOU | SRC042366 | 1000 | Solar |  |  | Interconnected | Northfield | Protected Data | Protected Data | Protected Data | Community Solar Garden | Solar* Rewards Community | 2015 | 2017 | n/a
Xcel Energy | 85 | 13781 | IOU | SRC042367 | 1000 | Solar |  |  | Interconnected | Northfield | Protected Data | Protected Data | Protected Data | Community Solar Garden | Solar* Rewards Community | 2015 | 2017 | n/a
Xcel Energy | 85 | 13781 | IOU | SRC042368 | 1000 | Solar |  |  | Interconnected | Northfield | Protected Data | Protected Data | Protected Data | Community Solar Garden | Solar* Rewards Community | 2015 | 2017 | n/a
Xcel Energy | 85 | 13781 | IOU | SRC042369 | 1000 | Solar |  |  | Interconnected | Northfield | Protected Data | Protected Data | Protected Data | Community Solar Garden | Solar* Rewards Community | 2015 | 2017 | n/a
Xcel Energy | 85 | 13781 | IOU | SRC042371 | 1000 | Solar |  |  | Interconnected | Center City | Protected Data | Protected Data | Protected Data | Community Solar Garden | Solar* Rewards Community | 2015 | 2019 | n/a
Xcel Energy | 85 | 13781 | IOU | SRC042372 | 1000 | Solar |  |  | Interconnected | Center City | Protected Data | Protected Data | Protected Data | Community Solar Garden | Solar* Rewards Community | 2015 | 2019 | n/a
Xcel Energy | 85 | 13781 | IOU | SRC042373 | 1000 | Solar |  |  | Interconnected | Center City | Protected Data | Protected Data | Protected Data | Community Solar Garden | Solar* Rewards Community | 2015 | 2019 | n/a
Xcel Energy | 85 | 13781 | IOU | SRC042376 | 1000 | Solar |  |  | Interconnected | Byron | Protected Data | Protected Data | Protected Data | Community Solar Garden | Solar* Rewards Community | 2015 | 2017 | n/a
Xcel Energy | 85 | 13781 | IOU | SRC042377 | 1000 | Solar |  |  | Interconnected | Byron | Protected Data | Protected Data | Protected Data | Community Solar Garden | Solar* Rewards Community | 2015 | 2017 | n/a
Xcel Energy | 85 | 13781 | IOU | SRC042392 | 1000 | Solar |  |  | Interconnected | Saint Cloud | Protected Data | Protected Data | Protected Data | Community Solar Garden | Solar* Rewards Community | 2015 | 2018 | n/a
Xcel Energy | 85 | 13781 | IOU | SRC042393 | 1000 | Solar |  |  | Interconnected | Saint Cloud | Protected Data | Protected Data | Protected Data | Community Solar Garden | Solar* Rewards Community | 2015 | 2018 | n/a
Xcel Energy | 85 | 13781 | IOU | SRC042394 | 1000 | Solar |  |  | Interconnected | Saint Cloud | Protected Data | Protected Data | Protected Data | Community Solar Garden | Solar* Rewards Community | 2015 | 2018 | n/a
Xcel Energy | 85 | 13781 | IOU | SRC042395 | 1000 | Solar |  |  | Interconnected | Saint Cloud | Protected Data | Protected Data | Protected Data | Community Solar Garden | Solar* Rewards Community | 2015 | 2018 | n/a
Xcel Energy | 85 | 13781 | IOU | SRC042396 | 1000 | Solar |  |  | Interconnected | Saint Cloud | Protected Data | Protected Data | Protected Data | Community Solar Garden | Solar* Rewards Community | 2015 | 2018 | n/a
Xcel Energy | 85 | 13781 | IOU | SRC042400 | 1000 | Solar |  |  | Interconnected | Melrose | Protected Data | Protected Data | Protected Data | Community Solar Garden | Solar* Rewards Community | 2015 | 2019 | n/a
Xcel Energy | 85 | 13781 | IOU | SRC042413 | 850 | Solar |  |  | Interconnected | Zumbro Falls | Protected Data | Protected Data | Protected Data | Community Solar Garden | Solar* Rewards Community | 2015 | 2019 | n/a
Xcel Energy | 85 | 13781 | IOU | SRC042423 | 972 | Solar |  |  | Interconnected | Red Wing | Protected Data | Protected Data | Protected Data | Community Solar Garden | Solar* Rewards Community | 2015 | 2017 | n/a
Xcel Energy | 85 | 13781 | IOU | SRC042425 | 972 | Solar |  |  | Interconnected | Red Wing | Protected Data | Protected Data | Protected Data | Community Solar Garden | Solar* Rewards Community | 2015 | 2017 | n/a
Xcel Energy | 85 | 13781 | IOU | SRC042426 | 972 | Solar |  |  | Interconnected | Red Wing | Protected Data | Protected Data | Protected Data | Community Solar Garden | Solar* Rewards Community | 2015 | 2017 | n/a
Xcel Energy | 85 | 13781 | IOU | SRC042427 | 972 | Solar |  |  | Interconnected | Red Wing | Protected Data | Protected Data | Protected Data | Community Solar Garden | Solar* Rewards Community | 2015 | 2017 | n/a
Xcel Energy | 85 | 13781 | IOU | SRC042428 | 972 | Solar |  |  | Interconnected | Red Wing | Protected Data | Protected Data | Protected Data | Community Solar Garden | Solar* Rewards Community | 2015 | 2017 | n/a
Xcel Energy | 85 | 13781 | IOU | SRC042429 | 204 | Solar |  |  | Interconnected | Tyler | Protected Data | Protected Data | Protected Data | Community Solar Garden | Solar* Rewards Community | 2015 | 2016 | n/a
Xcel Energy | 85 | 13781 | IOU | SRC042439 | 1000 | Solar |  |  | Interconnected | Gibbon | Protected Data | Protected Data | Protected Data | Community Solar Garden | Solar* Rewards Community | 2015 | 2019 | n/a
Xcel Energy | 85 | 13781 | IOU | SRC042440 | 1000 | Solar |  |  | Interconnected | Shakopee | Protected Data | Protected Data | Protected Data | Community Solar Garden | Solar* Rewards Community | 2015 | 2016 | n/a
Xcel Energy | 85 | 13781 | IOU | SRC042464 | 1000 | Solar |  |  | Interconnected | Gibbon | Protected Data | Protected Data | Protected Data | Community Solar Garden | Solar* Rewards Community | 2015 | 2019 | n/a
Xcel Energy | 85 | 13781 | IOU | SRC042465 | 1000 | Solar |  |  | Interconnected | Gibbon | Protected Data | Protected Data | Protected Data | Community Solar Garden | Solar* Rewards Community | 2015 | 2019 | n/a
Xcel Energy | 85 | 13781 | IOU | SRC042467 | 250 | Solar |  |  | Interconnected | Gibbon | Protected Data | Protected Data | Protected Data | Community Solar Garden | Solar* Rewards Community | 2015 | 2019 | n/a
Xcel Energy | 85 | 13781 | IOU | SRC042473 | 800 | Solar |  |  | Interconnected | Kenyon | Protected Data | Protected Data | Protected Data | Community Solar Garden | Solar* Rewards Community | 2015 | 2018 | n/a
Xcel Energy | 85 | 13781 | IOU | SRC042483 | 1000 | Solar |  |  | Interconnected | Clear Lake | Protected Data | Protected Data | Protected Data | Community Solar Garden | Solar* Rewards Community | 2015 | 2018 | n/a
Xcel Energy | 85 | 13781 | IOU | SRC042484 | 1000 | Solar |  |  | Interconnected | Clear Lake | Protected Data | Protected Data | Protected Data | Community Solar Garden | Solar* Rewards Community | 2015 | 2018 | n/a
Xcel Energy | 85 | 13781 | IOU | SRC042485 | 1000 | Solar |  |  | Interconnected | Clear Lake | Protected Data | Protected Data | Protected Data | Community Solar Garden | Solar* Rewards Community | 2015 | 2018 | n/a
Xcel Energy | 85 | 13781 | IOU | SRC042486 | 250 | Solar |  |  | Interconnected | Clear Lake | Protected Data | Protected Data | Protected Data | Community Solar Garden | Solar* Rewards Community | 2015 | 2018 | n/a
Xcel Energy | 85 | 13781 | IOU | SRC042515 | 1000 | Solar |  |  | Interconnected | Glenwood | Protected Data | Protected Data | Protected Data | Community Solar Garden | Solar* Rewards Community | 2015 | 2018 | n/a
Xcel Energy | 85 | 13781 | IOU | SRC042516 | 1000 | Solar |  |  | Interconnected | Glenwood | Protected Data | Protected Data | Protected Data | Community Solar Garden | Solar* Rewards Community | 2015 | 2018 | n/a
Xcel Energy | 85 | 13781 | IOU | SRC042517 | 1000 | Solar |  |  | Interconnected | Glenwood | Protected Data | Protected Data | Protected Data | Community Solar Garden | Solar* Rewards Community | 2015 | 2018 | n/a
Xcel Energy | 85 | 13781 | IOU | SRC042535 | 1000 | Solar |  |  | Interconnected | Shakopee | Protected Data | Protected Data | Protected Data | Community Solar Garden | Solar* Rewards Community | 2015 | 2016 | n/a
Xcel Energy | 85 | 13781 | IOU | SRC042536 | 1000 | Solar |  |  | Interconnected | Shakopee | Protected Data | Protected Data | Protected Data | Community Solar Garden | Solar* Rewards Community | 2015 | 2016 | n/a
Xcel Energy | 85 | 13781 | IOU | SRC042538 | 1000 | Solar |  |  | Interconnected | Farmington | Protected Data | Protected Data | Protected Data | Community Solar Garden | Solar* Rewards Community | 2015 | 2016 | n/a
Xcel Energy | 85 | 13781 | IOU | SRC042539 | 1000 | Solar |  |  | Interconnected | Farmington | Protected Data | Protected Data | Protected Data | Community Solar Garden | Solar* Rewards Community | 2015 | 2016 | n/a
Xcel Energy | 85 | 13781 | IOU | SRC042540 | 1000 | Solar |  |  | Interconnected | Farmington | Protected Data | Protected Data | Protected Data | Community Solar Garden | Solar* Rewards Community | 2015 | 2016 | n/a
Xcel Energy | 85 | 13781 | IOU | SRC042541 | 1000 | Solar |  |  | Interconnected | Farmington | Protected Data | Protected Data | Protected Data | Community Solar Garden | Solar* Rewards Community | 2015 | 2016 | n/a
Xcel Energy | 85 | 13781 | IOU | SRC042542 | 1000 | Solar |  |  | Interconnected | Farmington | Protected Data | Protected Data | Protected Data | Community Solar Garden | Solar* Rewards Community | 2015 | 2016 | n/a
Xcel Energy | 85 | 13781 | IOU | SRC042545 | 990 | Solar |  |  | Interconnected | Sartell | Protected Data | Protected Data | Protected Data | Community Solar Garden | Solar* Rewards Community | 2015 | 2018 | n/a
Xcel Energy | 85 | 13781 | IOU | SRC042546 | 990 | Solar |  |  | Interconnected | Sartell | Protected Data | Protected Data | Protected Data | Community Solar Garden | Solar* Rewards Community | 2015 | 2018 | n/a
Xcel Energy | 85 | 13781 | IOU | SRC042547 | 990 | Solar |  |  | Interconnected | Sartell | Protected Data | Protected Data | Protected Data | Community Solar Garden | Solar* Rewards Community | 2015 | 2018 | n/a
Xcel Energy | 85 | 13781 | IOU | SRC042548 | 990 | Solar |  |  | Interconnected | Sartell | Protected Data | Protected Data | Protected Data | Community Solar Garden | Solar* Rewards Community | 2015 | 2018 | n/a
Xcel Energy | 85 | 13781 | IOU | SRC042549 | 990 | Solar |  |  | Interconnected | Sartell | Protected Data | Protected Data | Protected Data | Community Solar Garden | Solar* Rewards Community | 2015 | 2018 | n/a
Xcel Energy | 85 | 13781 | IOU | SRC042556 | 1000 | Solar |  |  | Interconnected | Kasota | Protected Data | Protected Data | Protected Data | Community Solar Garden | Solar* Rewards Community | 2015 | 2018 | n/a
Xcel Energy | 85 | 13781 | IOU | SRC042558 | 1000 | Solar |  |  | Interconnected | Kasota | Protected Data | Protected Data | Protected Data | Community Solar Garden | Solar* Rewards Community | 2015 | 2018 | n/a
Xcel Energy | 85 | 13781 | IOU | SRC042559 | 1000 | Solar |  |  | Interconnected | Kasota | Protected Data | Protected Data | Protected Data | Community Solar Garden | Solar* Rewards Community | 2015 | 2018 | n/a
Xcel Energy | 85 | 13781 | IOU | SRC042560 | 200 | Solar |  |  | Interconnected | Tyler | Protected Data | Protected Data | Protected Data | Community Solar Garden | Solar* Rewards Community | 2015 | 2017 | n/a
Xcel Energy | 85 | 13781 | IOU | SRC042575 | 1000 | Solar |  |  | Interconnected | Scandia | Protected Data | Protected Data | Protected Data | Community Solar Garden | Solar* Rewards Community | 2015 | 2018 | n/a
Xcel Energy | 85 | 13781 | IOU | SRC042576 | 1000 | Solar |  |  | Interconnected | Scandia | Protected Data | Protected Data | Protected Data | Community Solar Garden | Solar* Rewards Community | 2015 | 2018 | n/a
Xcel Energy | 85 | 13781 | IOU | SRC042579 | 1000 | Solar |  |  | Interconnected | Northfield | Protected Data | Protected Data | Protected Data | Community Solar Garden | Solar* Rewards Community | 2015 | 2017 | n/a
Xcel Energy | 85 | 13781 | IOU | SRC042581 | 1000 | Solar |  |  | Interconnected | Northfield | Protected Data | Protected Data | Protected Data | Community Solar Garden | Solar* Rewards Community | 2015 | 2017 | n/a
Xcel Energy | 85 | 13781 | IOU | SRC042584 | 700 | Solar |  |  | Interconnected | Northfield | Protected Data | Protected Data | Protected Data | Community Solar Garden | Solar* Rewards Community | 2015 | 2017 | n/a
Xcel Energy | 85 | 13781 | IOU | SRC042590 | 1000 | Solar |  |  | Interconnected | Scandia | Protected Data | Protected Data | Protected Data | Community Solar Garden | Solar* Rewards Community | 2015 | 2018 | n/a
Xcel Energy | 85 | 13781 | IOU | SRC042599 | 1000 | Solar |  |  | Interconnected | Hector | Protected Data | Protected Data | Protected Data | Community Solar Garden | Solar* Rewards Community | 2015 | 2017 | n/a
Xcel Energy | 85 | 13781 | IOU | SRC042601 | 1000 | Solar |  |  | Interconnected | Hector | Protected Data | Protected Data | Protected Data | Community Solar Garden | Solar* Rewards Community | 2015 | 2017 | n/a
Xcel Energy | 85 | 13781 | IOU | SRC042606 | 1000 | Solar |  |  | Interconnected | Hector | Protected Data | Protected Data | Protected Data | Community Solar Garden | Solar* Rewards Community | 2015 | 2017 | n/a
Xcel Energy | 85 | 13781 | IOU | SRC042628 | 1000 | Solar |  |  | Interconnected | Waite Park | Protected Data | Protected Data | Protected Data | Community Solar Garden | Solar* Rewards Community | 2015 | 2019 | n/a
Xcel Energy | 85 | 13781 | IOU | SRC042632 | 1000 | Solar |  |  | Interconnected | Waite Park | Protected Data | Protected Data | Protected Data | Community Solar Garden | Solar* Rewards Community | 2015 | 2019 | n/a
Xcel Energy | 85 | 13781 | IOU | SRC042652 | 950 | Solar |  |  | Interconnected | Waite Park | Protected Data | Protected Data | Protected Data | Community Solar Garden | Solar* Rewards Community | 2015 | 2019 | n/a
Xcel Energy | 85 | 13781 | IOU | SRC042655 | 950 | Solar |  |  | Interconnected | Waite Park | Protected Data | Protected Data | Protected Data | Community Solar Garden | Solar* Rewards Community | 2015 | 2019 | n/a
Xcel Energy | 85 | 13781 | IOU | SRC042659 | 950 | Solar |  |  | Interconnected | Waite Park | Protected Data | Protected Data | Protected Data | Community Solar Garden | Solar* Rewards Community | 2015 | 2019 | n/a
Xcel Energy | 85 | 13781 | IOU | SRC042662 | 950 | Solar |  |  | Interconnected | Waite Park | Protected Data | Protected Data | Protected Data | Community Solar Garden | Solar* Rewards Community | 2015 | 2019 | n/a
Xcel Energy | 85 | 13781 | IOU | SRC042667 | 950 | Solar |  |  | Interconnected | Waite Park | Protected Data | Protected Data | Protected Data | Community Solar Garden | Solar* Rewards Community | 2015 | 2019 | n/a
Xcel Energy | 85 | 13781 | IOU | SRC042675 | 1000 | Solar |  |  | Interconnected | Waite Park | Protected Data | Protected Data | Protected Data | Community Solar Garden | Solar* Rewards Community | 2015 | 2019 | n/a
Xcel Energy | 85 | 13781 | IOU | SRC042677 | 1000 | Solar |  |  | Interconnected | Waite Park | Protected Data | Protected Data | Protected Data | Community Solar Garden | Solar* Rewards Community | 2015 | 2019 | n/a
Xcel Energy | 85 | 13781 | IOU | SRC042680 | 1000 | Solar |  |  | Interconnected | Waite Park | Protected Data | Protected Data | Protected Data | Community Solar Garden | Solar* Rewards Community | 2015 | 2019 | n/a
Xcel Energy | 85 | 13781 | IOU | SRC042685 | 1000 | Solar |  |  | Interconnected | Waconia | Protected Data | Protected Data | Protected Data | Community Solar Garden | Solar* Rewards Community | 2015 | 2018 | n/a
Xcel Energy | 85 | 13781 | IOU | SRC042686 | 1000 | Solar |  |  | Interconnected | Saint Cloud | Protected Data | Protected Data | Protected Data | Community Solar Garden | Solar* Rewards Community | 2015 | 2018 | n/a
Xcel Energy | 85 | 13781 | IOU | SRC042687 | 1000 | Solar |  |  | Interconnected | Waconia | Protected Data | Protected Data | Protected Data | Community Solar Garden | Solar* Rewards Community | 2015 | 2018 | n/a
Xcel Energy | 85 | 13781 | IOU | SRC042688 | 1000 | Solar |  |  | Interconnected | Saint Cloud | Protected Data | Protected Data | Protected Data | Community Solar Garden | Solar* Rewards Community | 2015 | 2018 | n/a
Xcel Energy | 85 | 13781 | IOU | SRC042689 | 1000 | Solar |  |  | Interconnected | Waconia | Protected Data | Protected Data | Protected Data | Community Solar Garden | Solar* Rewards Community | 2015 | 2018 | n/a
Xcel Energy | 85 | 13781 | IOU | SRC042690 | 1000 | Solar |  |  | Interconnected | Saint Cloud | Protected Data | Protected Data | Protected Data | Community Solar Garden | Solar* Rewards Community | 2015 | 2018 | n/a
Xcel Energy | 85 | 13781 | IOU | SRC042694 | 1000 | Solar |  |  | Interconnected | Saint Cloud | Protected Data | Protected Data | Protected Data | Community Solar Garden | Solar* Rewards Community | 2015 | 2018 | n/a
Xcel Energy | 85 | 13781 | IOU | SRC042696 | 1000 | Solar |  |  | Interconnected | Edgerton | Protected Data | Protected Data | Protected Data | Community Solar Garden | Solar* Rewards Community | 2015 | 2018 | n/a
Xcel Energy | 85 | 13781 | IOU | SRC042697 | 1000 | Solar |  |  | Interconnected | Edgerton | Protected Data | Protected Data | Protected Data | Community Solar Garden | Solar* Rewards Community | 2015 | 2018 | n/a
Xcel Energy | 85 | 13781 | IOU | SRC042698 | 1000 | Solar |  |  | Interconnected | Edgerton | Protected Data | Protected Data | Protected Data | Community Solar Garden | Solar* Rewards Community | 2015 | 2018 | n/a
Xcel Energy | 85 | 13781 | IOU | SRC042699 | 1000 | Solar |  |  | Interconnected | Edgerton | Protected Data | Protected Data | Protected Data | Community Solar Garden | Solar* Rewards Community | 2015 | 2018 | n/a
Xcel Energy | 85 | 13781 | IOU | SRC042700 | 700 | Solar |  |  | Interconnected | Edgerton | Protected Data | Protected Data | Protected Data | Community Solar Garden | Solar* Rewards Community | 2015 | 2018 | n/a
Xcel Energy | 85 | 13781 | IOU | SRC042722 | 1000 | Solar |  |  | Interconnected | Saint Cloud | Protected Data | Protected Data | Protected Data | Community Solar Garden | Solar* Rewards Community | 2015 | 2019 | n/a
Xcel Energy | 85 | 13781 | IOU | SRC042725 | 1000 | Solar |  |  | Interconnected | Saint Cloud | Protected Data | Protected Data | Protected Data | Community Solar Garden | Solar* Rewards Community | 2015 | 2019 | n/a
Xcel Energy | 85 | 13781 | IOU | SRC042727 | 1000 | Solar |  |  | Interconnected | Saint Cloud | Protected Data | Protected Data | Protected Data | Community Solar Garden | Solar* Rewards Community | 2015 | 2019 | n/a
Xcel Energy | 85 | 13781 | IOU | SRC042734 | 1000 | Solar |  |  | Interconnected | Sartell | Protected Data | Protected Data | Protected Data | Community Solar Garden | Solar* Rewards Community | 2015 | 2019 | n/a
Xcel Energy | 85 | 13781 | IOU | SRC042736 | 1000 | Solar |  |  | Interconnected | Sartell | Protected Data | Protected Data | Protected Data | Community Solar Garden | Solar* Rewards Community | 2015 | 2019 | n/a
Xcel Energy | 85 | 13781 | IOU | SRC042738 | 1000 | Solar |  |  | Interconnected | Sartell | Protected Data | Protected Data | Protected Data | Community Solar Garden | Solar* Rewards Community | 2015 | 2019 | n/a
Xcel Energy | 85 | 13781 | IOU | SRC042739 | 1000 | Solar |  |  | Interconnected | Sartell | Protected Data | Protected Data | Protected Data | Community Solar Garden | Solar* Rewards Community | 2015 | 2019 | n/a
Xcel Energy | 85 | 13781 | IOU | SRC042740 | 1000 | Solar |  |  | Interconnected | Sartell | Protected Data | Protected Data | Protected Data | Community Solar Garden | Solar* Rewards Community | 2015 | 2019 | n/a
Xcel Energy | 85 | 13781 | IOU | SRC045272 | 527 | Solar |  |  | Interconnected | Edina | Protected Data | Protected Data | Protected Data | Community Solar Garden | Solar* Rewards Community | 2016 | 2018 | n/a
Xcel Energy | 85 | 13781 | IOU | SRC045444 | 36 | Solar |  |  | Interconnected | Scandia | Protected Data | Protected Data | Protected Data | Community Solar Garden | Solar* Rewards Community | 2016 | 2017 | n/a
Xcel Energy | 85 | 13781 | IOU | SRC045928 | 1000 | Solar |  |  | Interconnected | Saint Cloud | Protected Data | Protected Data | Protected Data | Community Solar Garden | Solar* Rewards Community | 2016 | 2019 | n/a
Xcel Energy | 85 | 13781 | IOU | SRC046052 | 6000 | Solar |  |  | Interconnected | Annandale | Protected Data | Protected Data | Protected Data | Utility | n/a | 2016 | 2017 | n/a
Xcel Energy | 85 | 13781 | IOU | SRC046053 | 4000 | Solar |  |  | Interconnected | Atwater | Protected Data | Protected Data | Protected Data | Utility | n/a | 2016 | 2017 | n/a
Xcel Energy | 85 | 13781 | IOU | SRC046054 | 6500 | Solar |  |  | Interconnected | North Branch | Protected Data | Protected Data | Protected Data | Utility | n/a | 2016 | 2016 | n/a
Xcel Energy | 85 | 13781 | IOU | SRC046055 | 6500 | Solar |  |  | Interconnected | Dodge Center | Protected Data | Protected Data | Protected Data | Utility | n/a | 2016 | 2017 | n/a
Xcel Energy | 85 | 13781 | IOU | SRC046056 | 5500 | Solar |  |  | Interconnected | Mankato | Protected Data | Protected Data | Protected Data | Utility | n/a | 2016 | 2017 | n/a
Xcel Energy | 85 | 13781 | IOU | SRC046057 | 4500 | Solar |  |  | Interconnected | Hastings | Protected Data | Protected Data | Protected Data | Utility | n/a | 2016 | 2017 | n/a
Xcel Energy | 85 | 13781 | IOU | SRC046058 | 4500 | Solar |  |  | Interconnected | Saint Peter | Protected Data | Protected Data | Protected Data | Utility | n/a | 2016 | 2017 | n/a
Xcel Energy | 85 | 13781 | IOU | SRC046059 | 7500 | Solar |  |  | Interconnected | Buffalo | Protected Data | Protected Data | Protected Data | Utility | n/a | 2016 | 2017 | n/a
Xcel Energy | 85 | 13781 | IOU | SRC046060 | 3500 | Solar |  |  | Interconnected | Shafer | Protected Data | Protected Data | Protected Data | Utility | n/a | 2016 | 2017 | n/a
Xcel Energy | 85 | 13781 | IOU | SRC046061 | 3500 | Solar |  |  | Interconnected | Montrose | Protected Data | Protected Data | Protected Data | Utility | n/a | 2016 | 2017 | n/a
Xcel Energy | 85 | 13781 | IOU | SRC046063 | 4000 | Solar |  |  | Interconnected | Pine Island | Protected Data | Protected Data | Protected Data | Utility | n/a | 2016 | 2017 | n/a
Xcel Energy | 85 | 13781 | IOU | SRC046065 | 5500 | Solar |  |  | Interconnected | Faribault | Protected Data | Protected Data | Protected Data | Utility | n/a | 2016 | 2017 | n/a
Xcel Energy | 85 | 13781 | IOU | SRC046066 | 8500 | Solar |  |  | Interconnected | Norwood Young America | Protected Data | Protected Data | Protected Data | Utility | n/a | 2016 | 2017 | n/a
Xcel Energy | 85 | 13781 | IOU | SRC048128 | 1000 | Solar |  |  | Interconnected | Dodge Center | Protected Data | Protected Data | Protected Data | Community Solar Garden | Solar* Rewards Community | 2016 | 2019 | n/a
Xcel Energy | 85 | 13781 | IOU | SRC048503 | 1000 | Solar |  |  | Interconnected | Sacred Heart | Protected Data | Protected Data | Protected Data | Community Solar Garden | Solar* Rewards Community | 2016 | 2019 | n/a
Xcel Energy | 85 | 13781 | IOU | SRC048504 | 760 | Solar |  |  | Interconnected | Watkins | Protected Data | Protected Data | Protected Data | Community Solar Garden | Solar* Rewards Community | 2016 | 2019 | n/a
Xcel Energy | 85 | 13781 | IOU | SRC049119 | 1000 | Solar |  |  | Interconnected | Hadley | Protected Data | Protected Data | Protected Data | Community Solar Garden | Solar* Rewards Community | 2016 | 2018 | n/a
Xcel Energy | 85 | 13781 | IOU | SRC049240 | 1000 | Solar |  |  | Interconnected | Winsted | Protected Data | Protected Data | Protected Data | Community Solar Garden | Solar* Rewards Community | 2016 | 2018 | n/a
Xcel Energy | 85 | 13781 | IOU | SRC049241 | 1000 | Solar |  |  | Interconnected | New Richland | Protected Data | Protected Data | Protected Data | Community Solar Garden | Solar* Rewards Community | 2016 | 2018 | n/a
Xcel Energy | 85 | 13781 | IOU | SRC049242 | 1000 | Solar |  |  | Interconnected | Zumbrota | Protected Data | Protected Data | Protected Data | Community Solar Garden | Solar* Rewards Community | 2016 | 2018 | n/a
Xcel Energy | 85 | 13781 | IOU | SRC049245 | 1000 | Solar |  |  | Interconnected | Tracy | Protected Data | Protected Data | Protected Data | Community Solar Garden | Solar* Rewards Community | 2016 | 2019 | n/a
Xcel Energy | 85 | 13781 | IOU | SRC049569 | 1000 | Solar |  |  | Interconnected | Waseca | Protected Data | Protected Data | Protected Data | Community Solar Garden | Solar* Rewards Community | 2016 | 2018 | n/a
Xcel Energy | 85 | 13781 | IOU | SRC049570 | 1000 | Solar |  |  | Interconnected | Renville | Protected Data | Protected Data | Protected Data | Community Solar Garden | Solar* Rewards Community | 2016 | 2018 | n/a
Xcel Energy | 85 | 13781 | IOU | SRC049571 | 1000 | Solar |  |  | Interconnected | Buffalo Lake | Protected Data | Protected Data | Protected Data | Community Solar Garden | Solar* Rewards Community | 2016 | 2018 | n/a
Xcel Energy | 85 | 13781 | IOU | SRC049572 | 1000 | Solar |  |  | Interconnected | Byron | Protected Data | Protected Data | Protected Data | Community Solar Garden | Solar* Rewards Community | 2016 | 2019 | n/a
Xcel Energy | 85 | 13781 | IOU | SRC049573 | 1000 | Solar |  |  | Interconnected | Zumbrota | Protected Data | Protected Data | Protected Data | Community Solar Garden | Solar* Rewards Community | 2016 | 2018 | n/a
Xcel Energy | 85 | 13781 | IOU | SRC049574 | 1000 | Solar |  |  | Interconnected | Lindstrom | Protected Data | Protected Data | Protected Data | Community Solar Garden | Solar* Rewards Community | 2016 | 2018 | n/a
Xcel Energy | 85 | 13781 | IOU | SRC049575 | 1000 | Solar |  |  | Interconnected | North Branch | Protected Data | Protected Data | Protected Data | Community Solar Garden | Solar* Rewards Community | 2016 | 2018 | n/a
Xcel Energy | 85 | 13781 | IOU | SRC049576 | 1000 | Solar |  |  | Interconnected | Nicollet | Protected Data | Protected Data | Protected Data | Community Solar Garden | Solar* Rewards Community | 2016 | 2019 | n/a
Xcel Energy | 85 | 13781 | IOU | SRC049578 | 1000 | Solar |  |  | Interconnected | Prinsburg | Protected Data | Protected Data | Protected Data | Community Solar Garden | Solar* Rewards Community | 2016 | 2018 | n/a
Xcel Energy | 85 | 13781 | IOU | SRC049581 | 1000 | Solar |  |  | Interconnected | Owatonna | Protected Data | Protected Data | Protected Data | Community Solar Garden | Solar* Rewards Community | 2016 | 2018 | n/a
Xcel Energy | 85 | 13781 | IOU | SRC049583 | 1000 | Solar |  |  | Interconnected | Clara City | Protected Data | Protected Data | Protected Data | Community Solar Garden | Solar* Rewards Community | 2016 | 2018 | n/a
Xcel Energy | 85 | 13781 | IOU | SRC049585 | 1000 | Solar |  |  | Interconnected | Zumbrota | Protected Data | Protected Data | Protected Data | Community Solar Garden | Solar* Rewards Community | 2016 | 2018 | n/a
Xcel Energy | 85 | 13781 | IOU | SRC049589 | 250 | Solar |  |  | Interconnected | Cottage Grove | Protected Data | Protected Data | Protected Data | Community Solar Garden | Solar* Rewards Community | 2016 | 2018 | n/a
Xcel Energy | 85 | 13781 | IOU | SRC049591 | 1000 | Solar |  |  | Interconnected | Center City | Protected Data | Protected Data | Protected Data | Community Solar Garden | Solar* Rewards Community | 2016 | 2018 | n/a
Xcel Energy | 85 | 13781 | IOU | SRC049593 | 240 | Solar |  |  | Interconnected | Eagle Lake | Protected Data | Protected Data | Protected Data | Community Solar Garden | Solar* Rewards Community | 2016 | 2019 | n/a
Xcel Energy | 85 | 13781 | IOU | SRC049595 | 1000 | Solar |  |  | Interconnected | Janesville | Protected Data | Protected Data | Protected Data | Community Solar Garden | Solar* Rewards Community | 2016 | 2018 | n/a
Xcel Energy | 85 | 13781 | IOU | SRC049636 | 1000 | Solar |  |  | Interconnected | Owatonna | Protected Data | Protected Data | Protected Data | Community Solar Garden | Solar* Rewards Community | 2016 | 2018 | n/a
Xcel Energy | 85 | 13781 | IOU | SRC049637 | 1000 | Solar |  |  | Interconnected | North Branch | Protected Data | Protected Data | Protected Data | Community Solar Garden | Solar* Rewards Community | 2016 | 2018 | n/a
Xcel Energy | 85 | 13781 | IOU | SRC049639 | 1000 | Solar |  |  | Interconnected | Wabasha | Protected Data | Protected Data | Protected Data | Community Solar Garden | Solar* Rewards Community | 2016 | 2019 | n/a
Xcel Energy | 85 | 13781 | IOU | SRC049640 | 1000 | Solar |  |  | Interconnected | Albany | Protected Data | Protected Data | Protected Data | Community Solar Garden | Solar* Rewards Community | 2016 | 2019 | n/a
Xcel Energy | 85 | 13781 | IOU | SRC050644 | 1000 | Solar |  |  | Interconnected | Slayton | Protected Data | Protected Data | Protected Data | Community Solar Garden | Solar* Rewards Community | 2016 | 2018 | n/a
Xcel Energy | 85 | 13781 | IOU | SRC050648 | 250 | Solar |  |  | Interconnected | Butterfield | Protected Data | Protected Data | Protected Data | Community Solar Garden | Solar* Rewards Community | 2016 | 2018 | n/a
Xcel Energy | 85 | 13781 | IOU | SRC050652 | 250 | Solar |  |  | Interconnected | Cottage Grove | Protected Data | Protected Data | Protected Data | Community Solar Garden | Solar* Rewards Community | 2016 | 2018 | n/a
Xcel Energy | 85 | 13781 | IOU | SRC050653 | 250 | Solar |  |  | Interconnected | Cottage Grove | Protected Data | Protected Data | Protected Data | Community Solar Garden | Solar* Rewards Community | 2016 | 2018 | n/a
Xcel Energy | 85 | 13781 | IOU | SRC050654 | 720 | Solar |  |  | Interconnected | Belgrade | Protected Data | Protected Data | Protected Data | Community Solar Garden | Solar* Rewards Community | 2016 | 2019 | n/a
Xcel Energy | 85 | 13781 | IOU | SRC051381 | 750 | Solar |  |  | Interconnected | Eagan | Protected Data | Protected Data | Protected Data | Community Solar Garden | Solar* Rewards Community | 2016 | 2018 | n/a
Xcel Energy | 85 | 13781 | IOU | SRC051582 | 1000 | Solar |  |  | Interconnected | Glenwood | Protected Data | Protected Data | Protected Data | Community Solar Garden | Solar* Rewards Community | 2016 | 2018 | n/a
Xcel Energy | 85 | 13781 | IOU | SRC051583 | 1000 | Solar |  |  | Interconnected | Belgrade | Protected Data | Protected Data | Protected Data | Community Solar Garden | Solar* Rewards Community | 2016 | 2019 | n/a
Xcel Energy | 85 | 13781 | IOU | SRC051585 | 1000 | Solar |  |  | Interconnected | Cologne | Protected Data | Protected Data | Protected Data | Community Solar Garden | Solar* Rewards Community | 2016 | 2020 | n/a
Xcel Energy | 85 | 13781 | IOU | SRC051587 | 1000 | Solar |  |  | Interconnected | Belle Plaine | Protected Data | Protected Data | Protected Data | Community Solar Garden | Solar* Rewards Community | 2016 | 2020 | n/a
Xcel Energy | 85 | 13781 | IOU | SRC051589 | 1000 | Solar |  |  | Interconnected | Waconia | Protected Data | Protected Data | Protected Data | Community Solar Garden | Solar* Rewards Community | 2016 | 2019 | n/a
Xcel Energy | 85 | 13781 | IOU | SRC051590 | 1000 | Solar |  |  | Interconnected | North Branch | Protected Data | Protected Data | Protected Data | Community Solar Garden | Solar* Rewards Community | 2016 | 2018 | n/a
Xcel Energy | 85 | 13781 | IOU | SRC051591 | 500 | Solar |  |  | Interconnected | Scandia | Protected Data | Protected Data | Protected Data | Community Solar Garden | Solar* Rewards Community | 2016 | 2018 | n/a
Xcel Energy | 85 | 13781 | IOU | SRC051593 | 1000 | Solar |  |  | Interconnected | Sauk Rapids | Protected Data | Protected Data | Protected Data | Community Solar Garden | Solar* Rewards Community | 2016 | 2018 | n/a
Xcel Energy | 85 | 13781 | IOU | SRC051594 | 1000 | Solar |  |  | Interconnected | Cologne | Protected Data | Protected Data | Protected Data | Community Solar Garden | Solar* Rewards Community | 2016 | 2019 | n/a
Xcel Energy | 85 | 13781 | IOU | SRC051597 | 1000 | Solar |  |  | Interconnected | Big Lake | Protected Data | Protected Data | Protected Data | Community Solar Garden | Solar* Rewards Community | 2016 | 2018 | n/a
Xcel Energy | 85 | 13781 | IOU | SRC051679 | 400 | Solar |  |  | Interconnected | Dodge Center | Protected Data | Protected Data | Protected Data | Community Solar Garden | Solar* Rewards Community | 2016 | 2019 | n/a
Xcel Energy | 85 | 13781 | IOU | SRC051876 | 1000 | Solar |  |  | Interconnected | Morristown | Protected Data | Protected Data | Protected Data | Community Solar Garden | Solar* Rewards Community | 2016 | 2018 | n/a
Xcel Energy | 85 | 13781 | IOU | SRC051877 | 1000 | Solar |  |  | Interconnected | Mankato | Protected Data | Protected Data | Protected Data | Community Solar Garden | Solar* Rewards Community | 2016 | 2018 | n/a
Xcel Energy | 85 | 13781 | IOU | SRC051878 | 1000 | Solar |  |  | Interconnected | Goodhue | Protected Data | Protected Data | Protected Data | Community Solar Garden | Solar* Rewards Community | 2016 | 2018 | n/a
Xcel Energy | 85 | 13781 | IOU | SRC052244 | 250 | Solar |  |  | Interconnected | Clarks Grove | Protected Data | Protected Data | Protected Data | Community Solar Garden | Solar* Rewards Community | 2016 | 2019 | n/a
Xcel Energy | 85 | 13781 | IOU | SRC052305 | 1000 | Solar |  |  | Interconnected | Dundas | Protected Data | Protected Data | Protected Data | Community Solar Garden | Solar* Rewards Community | 2016 | 2020 | n/a
Xcel Energy | 85 | 13781 | IOU | SRC052309 | 1000 | Solar |  |  | Interconnected | Clara City | Protected Data | Protected Data | Protected Data | Community Solar Garden | Solar* Rewards Community | 2016 | 2018 | n/a
Xcel Energy | 85 | 13781 | IOU | SRC052310 | 1000 | Solar |  |  | Interconnected | Claremont | Protected Data | Protected Data | Protected Data | Community Solar Garden | Solar* Rewards Community | 2016 | 2019 | n/a
Xcel Energy | 85 | 13781 | IOU | SRC052311 | 1000 | Solar |  |  | Interconnected | Glenwood | Protected Data | Protected Data | Protected Data | Community Solar Garden | Solar* Rewards Community | 2016 | 2019 | n/a
Xcel Energy | 85 | 13781 | IOU | SRC052312 | 1000 | Solar |  |  | Interconnected | New Richland | Protected Data | Protected Data | Protected Data | Community Solar Garden | Solar* Rewards Community | 2016 | 2019 | n/a
Xcel Energy | 85 | 13781 | IOU | SRC052434 | 1000 | Solar |  |  | Interconnected | Northfield | Protected Data | Protected Data | Protected Data | Community Solar Garden | Solar* Rewards Community | 2016 | 2020 | n/a
Xcel Energy | 85 | 13781 | IOU | SRC052436 | 1000 | Solar |  |  | Interconnected | Stacy | Protected Data | Protected Data | Protected Data | Community Solar Garden | Solar* Rewards Community | 2016 | 2018 | n/a
Xcel Energy | 85 | 13781 | IOU | SRC052438 | 1000 | Solar |  |  | Interconnected | Belgrade | Protected Data | Protected Data | Protected Data | Community Solar Garden | Solar* Rewards Community | 2016 | 2019 | n/a
Xcel Energy | 85 | 13781 | IOU | SRC052571 | 320 | Solar |  |  | Interconnected | Minneapolis | Protected Data | Protected Data | Protected Data | Community Solar Garden | Solar* Rewards Community | 2016 | 2018 | n/a
Xcel Energy | 85 | 13781 | IOU | SRC052693 | 1000 | Solar |  |  | Interconnected | Paynesville | Protected Data | Protected Data | Protected Data | Community Solar Garden | Solar* Rewards Community | 2016 | 2019 | n/a
Xcel Energy | 85 | 13781 | IOU | SRC052698 | 1000 | Solar |  |  | Interconnected | Kasota | Protected Data | Protected Data | Protected Data | Community Solar Garden | Solar* Rewards Community | 2016 | 2018 | n/a
Xcel Energy | 85 | 13781 | IOU | SRC052699 | 1000 | Solar |  |  | Interconnected | Glenwood | Protected Data | Protected Data | Protected Data | Community Solar Garden | Solar* Rewards Community | 2016 | 2019 | n/a
Xcel Energy | 85 | 13781 | IOU | SRC052712 | 324 | Solar |  |  | Interconnected | Meire Grove | Protected Data | Protected Data | Protected Data | Community Solar Garden | Solar* Rewards Community | 2016 | 2019 | n/a
Xcel Energy | 85 | 13781 | IOU | SRC052715 | 1000 | Solar |  |  | Interconnected | Dassel | Protected Data | Protected Data | Protected Data | Community Solar Garden | Solar* Rewards Community | 2016 | 2019 | n/a
Xcel Energy | 85 | 13781 | IOU | SRC052716 | 1000 | Solar |  |  | Interconnected | Randolph | Protected Data | Protected Data | Protected Data | Community Solar Garden | Solar* Rewards Community | 2016 | 2020 | n/a
Xcel Energy | 85 | 13781 | IOU | SRC052717 | 1000 | Solar |  |  | Interconnected | Albany | Protected Data | Protected Data | Protected Data | Community Solar Garden | Solar* Rewards Community | 2016 | 2019 | n/a
Xcel Energy | 85 | 13781 | IOU | SRC052719 | 1000 | Solar |  |  | Interconnected | La Crescent | Protected Data | Protected Data | Protected Data | Community Solar Garden | Solar* Rewards Community | 2016 | 2020 | n/a
Xcel Energy | 85 | 13781 | IOU | SRC052721 | 1000 | Solar |  |  | Interconnected | Stewart | Protected Data | Protected Data | Protected Data | Community Solar Garden | Solar* Rewards Community | 2016 | 2019 | n/a
Xcel Energy | 85 | 13781 | IOU | SRC052722 | 1000 | Solar |  |  | Interconnected | Courtland | Protected Data | Protected Data | Protected Data | Community Solar Garden | Solar* Rewards Community | 2016 | 2019 | n/a
Xcel Energy | 85 | 13781 | IOU | SRC052723 | 1000 | Solar |  |  | Interconnected | Zumbrota | Protected Data | Protected Data | Protected Data | Community Solar Garden | Solar* Rewards Community | 2016 | 2020 | n/a
Xcel Energy | 85 | 13781 | IOU | SRC052724 | 1000 | Solar |  |  | Interconnected | Zumbrota | Protected Data | Protected Data | Protected Data | Community Solar Garden | Solar* Rewards Community | 2016 | 2020 | n/a
Xcel Energy | 85 | 13781 | IOU | SRC052725 | 1000 | Solar |  |  | Interconnected | Zumbrota | Protected Data | Protected Data | Protected Data | Community Solar Garden | Solar* Rewards Community | 2016 | 2020 | n/a
Xcel Energy | 85 | 13781 | IOU | SRC052727 | 1000 | Solar |  |  | Interconnected | Osakis | Protected Data | Protected Data | Protected Data | Community Solar Garden | Solar* Rewards Community | 2016 | 2019 | n/a
Xcel Energy | 85 | 13781 | IOU | SRC052728 | 1000 | Solar |  |  | Interconnected | Eagle Lake | Protected Data | Protected Data | Protected Data | Community Solar Garden | Solar* Rewards Community | 2016 | 2019 | n/a
Xcel Energy | 85 | 13781 | IOU | SRC052732 | 1000 | Solar |  |  | Interconnected | La Crescent | Protected Data | Protected Data | Protected Data | Community Solar Garden | Solar* Rewards Community | 2016 | 2020 | n/a
Xcel Energy | 85 | 13781 | IOU | SRC052733 | 1000 | Solar |  |  | Interconnected | Farmington | Protected Data | Protected Data | Protected Data | Community Solar Garden | Solar* Rewards Community | 2016 | 2020 | n/a
Xcel Energy | 85 | 13781 | IOU | SRC052737 | 1000 | Solar |  |  | Interconnected | Jordan | Protected Data | Protected Data | Protected Data | Community Solar Garden | Solar* Rewards Community | 2016 | 2019 | n/a
Xcel Energy | 85 | 13781 | IOU | SRC052738 | 1000 | Solar |  |  | Interconnected | Morristown | Protected Data | Protected Data | Protected Data | Community Solar Garden | Solar* Rewards Community | 2016 | 2019 | n/a
Xcel Energy | 85 | 13781 | IOU | SRC052739 | 1000 | Solar |  |  | Interconnected | Taylors Falls | Protected Data | Protected Data | Protected Data | Community Solar Garden | Solar* Rewards Community | 2016 | 2019 | n/a
Xcel Energy | 85 | 13781 | IOU | SRC052740 | 1000 | Solar |  |  | Interconnected | Taylors Falls | Protected Data | Protected Data | Protected Data | Community Solar Garden | Solar* Rewards Community | 2016 | 2019 | n/a
Xcel Energy | 85 | 13781 | IOU | SRC052741 | 1000 | Solar |  |  | Interconnected | Scandia | Protected Data | Protected Data | Protected Data | Community Solar Garden | Solar* Rewards Community | 2016 | 2019 | n/a
Xcel Energy | 85 | 13781 | IOU | SRC052743 | 1000 | Solar |  |  | Interconnected | Rollingstone | Protected Data | Protected Data | Protected Data | Community Solar Garden | Solar* Rewards Community | 2016 | 2019 | n/a
Xcel Energy | 85 | 13781 | IOU | SRC052745 | 540 | Solar |  |  | Interconnected | Saint Paul | Protected Data | Protected Data | Protected Data | Community Solar Garden | Solar* Rewards Community | 2016 | 2019 | n/a
Xcel Energy | 85 | 13781 | IOU | SRC052750 | 1000 | Solar |  |  | Interconnected | North Branch | Protected Data | Protected Data | Protected Data | Community Solar Garden | Solar* Rewards Community | 2016 | 2018 | n/a
Xcel Energy | 85 | 13781 | IOU | SRC052751 | 1000 | Solar |  |  | Interconnected | Stacy | Protected Data | Protected Data | Protected Data | Community Solar Garden | Solar* Rewards Community | 2016 | 2018 | n/a
Xcel Energy | 85 | 13781 | IOU | SRC052752 | 1000 | Solar |  |  | Interconnected | North Branch | Protected Data | Protected Data | Protected Data | Community Solar Garden | Solar* Rewards Community | 2016 | 2018 | n/a
Xcel Energy | 85 | 13781 | IOU | SRC052754 | 598 | Solar |  |  | Interconnected | Jordan | Protected Data | Protected Data | Protected Data | Community Solar Garden | Solar* Rewards Community | 2016 | 2019 | n/a
Xcel Energy | 85 | 13781 | IOU | SRC052755 | 1000 | Solar |  |  | Interconnected | Webster | Protected Data | Protected Data | Protected Data | Community Solar Garden | Solar* Rewards Community | 2016 | 2019 | n/a
Xcel Energy | 85 | 13781 | IOU | SRC052757 | 1000 | Solar |  |  | Interconnected | Sartell | Protected Data | Protected Data | Protected Data | Community Solar Garden | Solar* Rewards Community | 2016 | 2018 | n/a
Xcel Energy | 85 | 13781 | IOU | SRC052759 | 1000 | Solar |  |  | Interconnected | Webster | Protected Data | Protected Data | Protected Data | Community Solar Garden | Solar* Rewards Community | 2016 | 2019 | n/a
Xcel Energy | 85 | 13781 | IOU | SRC052760 | 1000 | Solar |  |  | Interconnected | Sauk Rapids | Protected Data | Protected Data | Protected Data | Community Solar Garden | Solar* Rewards Community | 2016 | 2018 | n/a
Xcel Energy | 85 | 13781 | IOU | SRC052761 | 1000 | Solar |  |  | Interconnected | Scandia | Protected Data | Protected Data | Protected Data | Community Solar Garden | Solar* Rewards Community | 2016 | 2020 | n/a
Xcel Energy | 85 | 13781 | IOU | SRC052763 | 1000 | Solar |  |  | Interconnected | Cologne | Protected Data | Protected Data | Protected Data | Community Solar Garden | Solar* Rewards Community | 2016 | 2019 | n/a
Xcel Energy | 85 | 13781 | IOU | SRC052765 | 400 | Solar |  |  | Interconnected | Jordan | Protected Data | Protected Data | Protected Data | Community Solar Garden | Solar* Rewards Community | 2016 | 2019 | n/a
Xcel Energy | 85 | 13781 | IOU | SRC052766 | 1000 | Solar |  |  | Interconnected | Sauk Rapids | Protected Data | Protected Data | Protected Data | Community Solar Garden | Solar* Rewards Community | 2016 | 2018 | n/a
Xcel Energy | 85 | 13781 | IOU | SRC052770 | 620 | Solar |  |  | Interconnected | Good Thunder | Protected Data | Protected Data | Protected Data | Community Solar Garden | Solar* Rewards Community | 2016 | 2019 | n/a
Xcel Energy | 85 | 13781 | IOU | SRC052781 | 620 | Solar |  |  | Interconnected | Good Thunder | Protected Data | Protected Data | Protected Data | Community Solar Garden | Solar* Rewards Community | 2016 | 2019 | n/a
Xcel Energy | 85 | 13781 | IOU | SRC052782 | 1000 | Solar |  |  | Interconnected | North Branch | Protected Data | Protected Data | Protected Data | Community Solar Garden | Solar* Rewards Community | 2016 | 2018 | n/a
Xcel Energy | 85 | 13781 | IOU | SRC052784 | 1000 | Solar |  |  | Interconnected | Farmington | Protected Data | Protected Data | Protected Data | Community Solar Garden | Solar* Rewards Community | 2016 | 2019 | n/a
Xcel Energy | 85 | 13781 | IOU | SRC052785 | 1000 | Solar |  |  | Interconnected | Saint Paul Park | Protected Data | Protected Data | Protected Data | Community Solar Garden | Solar* Rewards Community | 2016 | 2019 | n/a
Xcel Energy | 85 | 13781 | IOU | SRC052795 | 960 | Solar |  |  | Interconnected | Faribault | Protected Data | Protected Data | Protected Data | Community Solar Garden | Solar* Rewards Community | 2016 | 2020 | n/a
Xcel Energy | 85 | 13781 | IOU | SRC052796 | 996 | Solar |  |  | Interconnected | Saint Cloud | Protected Data | Protected Data | Protected Data | Community Solar Garden | Solar* Rewards Community | 2016 | 2019 | n/a
Xcel Energy | 85 | 13781 | IOU | SRC052797 | 1000 | Solar |  |  | Interconnected | Janesville | Protected Data | Protected Data | Protected Data | Community Solar Garden | Solar* Rewards Community | 2016 | 2019 | n/a
Xcel Energy | 85 | 13781 | IOU | SRC052798 | 960 | Solar |  |  | Interconnected | Minneapolis | Protected Data | Protected Data | Protected Data | Community Solar Garden | Solar* Rewards Community | 2016 | 2019 | n/a
Xcel Energy | 85 | 13781 | IOU | SRC052799 | 180 | Solar |  |  | Interconnected | Eden Prairie | Protected Data | Protected Data | Protected Data | Community Solar Garden | Solar* Rewards Community | 2016 | 2019 | n/a
Xcel Energy | 85 | 13781 | IOU | SRC052803 | 1000 | Solar |  |  | Interconnected | Wabasha | Protected Data | Protected Data | Protected Data | Community Solar Garden | Solar* Rewards Community | 2016 | 2019 | n/a
Xcel Energy | 85 | 13781 | IOU | SRC052804 | 1000 | Solar |  |  | Interconnected | Kellogg | Protected Data | Protected Data | Protected Data | Community Solar Garden | Solar* Rewards Community | 2016 | 2019 | n/a
Xcel Energy | 85 | 13781 | IOU | SRC052806 | 1000 | Solar |  |  | Interconnected | Altura | Protected Data | Protected Data | Protected Data | Community Solar Garden | Solar* Rewards Community | 2016 | 2019 | n/a
Xcel Energy | 85 | 13781 | IOU | SRC052809 | 1000 | Solar |  |  | Interconnected | Clara City | Protected Data | Protected Data | Protected Data | Community Solar Garden | Solar* Rewards Community | 2016 | 2019 | n/a
Xcel Energy | 85 | 13781 | IOU | SRC052814 | 1000 | Solar |  |  | Interconnected | Saint Cloud | Protected Data | Protected Data | Protected Data | Community Solar Garden | Solar* Rewards Community | 2016 | 2019 | n/a
Xcel Energy | 85 | 13781 | IOU | SRC052824 | 1000 | Solar |  |  | Interconnected | Dassel | Protected Data | Protected Data | Protected Data | Community Solar Garden | Solar* Rewards Community | 2016 | 2019 | n/a
Xcel Energy | 85 | 13781 | IOU | SRC052825 | 1000 | Solar |  |  | Interconnected | Albany | Protected Data | Protected Data | Protected Data | Community Solar Garden | Solar* Rewards Community | 2016 | 2019 | n/a
Xcel Energy | 85 | 13781 | IOU | SRC052827 | 1000 | Solar |  |  | Interconnected | La Crescent | Protected Data | Protected Data | Protected Data | Community Solar Garden | Solar* Rewards Community | 2016 | 2020 | n/a
Xcel Energy | 85 | 13781 | IOU | SRC052828 | 1000 | Solar |  |  | Interconnected | Courtland | Protected Data | Protected Data | Protected Data | Community Solar Garden | Solar* Rewards Community | 2016 | 2020 | n/a
Xcel Energy | 85 | 13781 | IOU | SRC052829 | 1000 | Solar |  |  | Interconnected | Zumbrota | Protected Data | Protected Data | Protected Data | Community Solar Garden | Solar* Rewards Community | 2016 | 2020 | n/a
Xcel Energy | 85 | 13781 | IOU | SRC052830 | 1000 | Solar |  |  | Interconnected | Zumbrota | Protected Data | Protected Data | Protected Data | Community Solar Garden | Solar* Rewards Community | 2016 | 2020 | n/a
Xcel Energy | 85 | 13781 | IOU | SRC052831 | 1000 | Solar |  |  | Interconnected | Zumbrota | Protected Data | Protected Data | Protected Data | Community Solar Garden | Solar* Rewards Community | 2016 | 2020 | n/a
Xcel Energy | 85 | 13781 | IOU | SRC052832 | 1000 | Solar |  |  | Interconnected | Stewart | Protected Data | Protected Data | Protected Data | Community Solar Garden | Solar* Rewards Community | 2016 | 2019 | n/a
Xcel Energy | 85 | 13781 | IOU | SRC052834 | 1000 | Solar |  |  | Interconnected | Osakis | Protected Data | Protected Data | Protected Data | Community Solar Garden | Solar* Rewards Community | 2016 | 2019 | n/a
Xcel Energy | 85 | 13781 | IOU | SRC052837 | 1000 | Solar |  |  | Interconnected | La Crescent | Protected Data | Protected Data | Protected Data | Community Solar Garden | Solar* Rewards Community | 2016 | 2020 | n/a
Xcel Energy | 85 | 13781 | IOU | SRC052838 | 1000 | Solar |  |  | Interconnected | Farmington | Protected Data | Protected Data | Protected Data | Community Solar Garden | Solar* Rewards Community | 2016 | 2019 | n/a
Xcel Energy | 85 | 13781 | IOU | SRC055090 | 1000 | Solar |  |  | Interconnected | Cologne | Protected Data | Protected Data | Protected Data | Community Solar Garden | Solar* Rewards Community | 2017 | 2019 | n/a
Xcel Energy | 85 | 13781 | IOU | SRC055565 | 1000 | Solar |  |  | Interconnected | North Branch | Protected Data | Protected Data | Protected Data | Community Solar Garden | Solar* Rewards Community | 2017 | 2019 | n/a
Xcel Energy | 85 | 13781 | IOU | SRC062754 | 1000 | Solar |  |  | Interconnected | Owatonna | Protected Data | Protected Data | Protected Data | Community Solar Garden | Solar* Rewards Community | 2017 | 2020 | n/a
Xcel Energy | 85 | 13781 | IOU | SRC062800 | 1000 | Solar |  |  | Interconnected | Hartland | Protected Data | Protected Data | Protected Data | Community Solar Garden | Solar* Rewards Community | 2017 | 2020 | n/a
Xcel Energy | 85 | 13781 | IOU | SRC062801 | 590 | Solar |  |  | Interconnected | Pine Island | Protected Data | Protected Data | Protected Data | Community Solar Garden | Solar* Rewards Community | 2017 | 2019 | n/a
Xcel Energy | 85 | 13781 | IOU | SRC062802 | 1000 | Solar |  |  | Interconnected | Morgan | Protected Data | Protected Data | Protected Data | Community Solar Garden | Solar* Rewards Community | 2017 | 2020 | n/a
Xcel Energy | 85 | 13781 | IOU | SRC062803 | 1000 | Solar |  |  | Interconnected | Chisago City | Protected Data | Protected Data | Protected Data | Community Solar Garden | Solar* Rewards Community | 2017 | 2019 | n/a
Xcel Energy | 85 | 13781 | IOU | SRC062804 | 1000 | Solar |  |  | Interconnected | Montevideo | Protected Data | Protected Data | Protected Data | Community Solar Garden | Solar* Rewards Community | 2017 | 2020 | n/a
Xcel Energy | 85 | 13781 | IOU | SRC062805 | 1000 | Solar |  |  | Interconnected | Glyndon | Protected Data | Protected Data | Protected Data | Community Solar Garden | Solar* Rewards Community | 2017 | 2020 | n/a
Xcel Energy | 85 | 13781 | IOU | SRC062809 | 1000 | Solar |  |  | Interconnected | Hartland | Protected Data | Protected Data | Protected Data | Community Solar Garden | Solar* Rewards Community | 2017 | 2020 | n/a
Xcel Energy | 85 | 13781 | IOU | SRC062810 | 1000 | Solar |  |  | Interconnected | Brooten | Protected Data | Protected Data | Protected Data | Community Solar Garden | Solar* Rewards Community | 2017 | 2019 | n/a
Xcel Energy | 85 | 13781 | IOU | SRC062811 | 1000 | Solar |  |  | Interconnected | Felton | Protected Data | Protected Data | Protected Data | Community Solar Garden | Solar* Rewards Community | 2017 | 2020 | n/a
Xcel Energy | 85 | 13781 | IOU | SRC062812 | 1000 | Solar |  |  | Interconnected | Franklin | Protected Data | Protected Data | Protected Data | Community Solar Garden | Solar* Rewards Community | 2017 | 2020 | n/a
Xcel Energy | 85 | 13781 | IOU | SRC062814 | 1000 | Solar |  |  | Interconnected | Garvin | Protected Data | Protected Data | Protected Data | Community Solar Garden | Solar* Rewards Community | 2017 | 2020 | n/a
Xcel Energy | 85 | 13781 | IOU | SRC062815 | 1000 | Solar |  |  | Interconnected | Atwater | Protected Data | Protected Data | Protected Data | Community Solar Garden | Solar* Rewards Community | 2017 | 2020 | n/a
Xcel Energy | 85 | 13781 | IOU | SRC062816 | 1000 | Solar |  |  | Interconnected | Nicollet | Protected Data | Protected Data | Protected Data | Community Solar Garden | Solar* Rewards Community | 2017 | 2020 | n/a
Xcel Energy | 85 | 13781 | IOU | SRC062818 | 1000 | Solar |  |  | Interconnected | Sauk Rapids | Protected Data | Protected Data | Protected Data | Community Solar Garden | Solar* Rewards Community | 2017 | 2020 | n/a
Xcel Energy | 85 | 13781 | IOU | SRC062819 | 1000 | Solar |  |  | Interconnected | Felton | Protected Data | Protected Data | Protected Data | Community Solar Garden | Solar* Rewards Community | 2017 | 2020 | n/a
Xcel Energy | 85 | 13781 | IOU | SRC062820 | 1000 | Solar |  |  | Interconnected | Saint Cloud | Protected Data | Protected Data | Protected Data | Community Solar Garden | Solar* Rewards Community | 2017 | 2019 | n/a
Xcel Energy | 85 | 13781 | IOU | SRC062822 | 1000 | Solar |  |  | Interconnected | Glydon | Protected Data | Protected Data | Protected Data | Community Solar Garden | Solar* Rewards Community | 2017 | 2020 | n/a
Xcel Energy | 85 | 13781 | IOU | SRC062823 | 1000 | Solar |  |  | Interconnected | Sauk Rapids | Protected Data | Protected Data | Protected Data | Community Solar Garden | Solar* Rewards Community | 2017 | 2020 | n/a
Xcel Energy | 85 | 13781 | IOU | SRC063633 | 1000 | Solar |  |  | Interconnected | Faribault | Protected Data | Protected Data | Protected Data | Community Solar Garden | Solar* Rewards Community | 2017 | 2019 | n/a
Xcel Energy | 85 | 13781 | IOU | SRC063634 | 1000 | Solar |  |  | Interconnected | Faribault | Protected Data | Protected Data | Protected Data | Community Solar Garden | Solar* Rewards Community | 2017 | 2019 | n/a
Xcel Energy | 85 | 13781 | IOU | SRC063639 | 1000 | Solar |  |  | Interconnected | Green Isle | Protected Data | Protected Data | Protected Data | Community Solar Garden | Solar* Rewards Community | 2017 | 2020 | n/a
Xcel Energy | 85 | 13781 | IOU | SRC063642 | 1000 | Solar |  |  | Interconnected | Starbuck | Protected Data | Protected Data | Protected Data | Community Solar Garden | Solar* Rewards Community | 2017 | 2019 | n/a
Xcel Energy | 85 | 13781 | IOU | SRC063645 | 1000 | Solar |  |  | Interconnected | Starbuck | Protected Data | Protected Data | Protected Data | Community Solar Garden | Solar* Rewards Community | 2017 | 2019 | n/a
Xcel Energy | 85 | 13781 | IOU | SRC063646 | 1000 | Solar |  |  | Interconnected | Waseca | Protected Data | Protected Data | Protected Data | Community Solar Garden | Solar* Rewards Community | 2017 | 2019 | n/a
Xcel Energy | 85 | 13781 | IOU | SRC063647 | 1000 | Solar |  |  | Interconnected | Taylors Falls | Protected Data | Protected Data | Protected Data | Community Solar Garden | Solar* Rewards Community | 2017 | 2020 | n/a
Xcel Energy | 85 | 13781 | IOU | SRC064070 | 1000 | Solar |  |  | Interconnected | Saint Cloud | Protected Data | Protected Data | Protected Data | Community Solar Garden | Solar* Rewards Community | 2017 | 2019 | n/a
Xcel Energy | 85 | 13781 | IOU | SRC064072 | 1000 | Solar |  |  | Interconnected | Felton | Protected Data | Protected Data | Protected Data | Community Solar Garden | Solar* Rewards Community | 2017 | 2020 | n/a
Xcel Energy | 85 | 13781 | IOU | SRC064073 | 1000 | Solar |  |  | Interconnected | Paynesville | Protected Data | Protected Data | Protected Data | Community Solar Garden | Solar* Rewards Community | 2017 | 2020 | n/a
Xcel Energy | 85 | 13781 | IOU | SRC064075 | 1000 | Solar |  |  | Interconnected | Clara City | Protected Data | Protected Data | Protected Data | Community Solar Garden | Solar* Rewards Community | 2017 | 2020 | n/a
Xcel Energy | 85 | 13781 | IOU | SRC064254 | 1000 | Solar |  |  | Interconnected | Lester Prairie | Protected Data | Protected Data | Protected Data | Community Solar Garden | Solar* Rewards Community | 2017 | 2019 | n/a
Xcel Energy | 85 | 13781 | IOU | SRC064853 | 1000 | Solar |  |  | Interconnected | Danube | Protected Data | Protected Data | Protected Data | Community Solar Garden | Solar* Rewards Community | 2018 | 2020 | n/a
Xcel Energy | 85 | 13781 | IOU | SRC065488 | 1000 | Solar |  |  | Interconnected | Melrose | Protected Data | Protected Data | Protected Data | Community Solar Garden | Solar* Rewards Community | 2018 | 2019 | n/a
Xcel Energy | 85 | 13781 | IOU | SRC065658 | 1000 | Solar |  |  | Interconnected | Rollingstone | Protected Data | Protected Data | Protected Data | Community Solar Garden | Solar* Rewards Community | 2018 | 2020 | n/a
Xcel Energy | 85 | 13781 | IOU | SRC065957 | 1000 | Solar |  |  | Interconnected | Lindstrom | Protected Data | Protected Data | Protected Data | Community Solar Garden | Solar* Rewards Community | 2018 | 2020 | n/a
Xcel Energy | 85 | 13781 | IOU | SRC065961 | 1000 | Solar |  |  | Interconnected | Cokato | Protected Data | Protected Data | Protected Data | Community Solar Garden | Solar* Rewards Community | 2018 | 2020 | n/a
Xcel Energy | 85 | 13781 | IOU | SRC065964 | 1000 | Solar |  |  | Interconnected | Sacred Heart | Protected Data | Protected Data | Protected Data | Community Solar Garden | Solar* Rewards Community | 2018 | 2019 | n/a
Xcel Energy | 85 | 13781 | IOU | SRC066766 | 1000 | Solar |  |  | Interconnected | Brooten | Protected Data | Protected Data | Protected Data | Community Solar Garden | Solar* Rewards Community | 2018 | 2019 | n/a
Xcel Energy | 85 | 13781 | IOU | SRC067624 | 1000 | Solar |  |  | Interconnected | Sauk Rapids | Protected Data | Protected Data | Protected Data | Community Solar Garden | Solar* Rewards Community | 2018 | 2020 | n/a
Xcel Energy | 85 | 13781 | IOU | SRC067625 | 1000 | Solar |  |  | Interconnected | Albany | Protected Data | Protected Data | Protected Data | Community Solar Garden | Solar* Rewards Community | 2018 | 2019 | n/a
Xcel Energy | 85 | 13781 | IOU | SRC067629 | 1000 | Solar |  |  | Interconnected | Mazeppa | Protected Data | Protected Data | Protected Data | Community Solar Garden | Solar* Rewards Community | 2018 | 2020 | n/a
Xcel Energy | 85 | 13781 | IOU | SRC067630 | 1000 | Solar |  |  | Interconnected | Albany | Protected Data | Protected Data | Protected Data | Community Solar Garden | Solar* Rewards Community | 2018 | 2020 | n/a
Xcel Energy | 85 | 13781 | IOU | SRC067631 | 1000 | Solar |  |  | Interconnected | Paynesville | Protected Data | Protected Data | Protected Data | Community Solar Garden | Solar* Rewards Community | 2018 | 2020 | n/a
Xcel Energy | 85 | 13781 | IOU | SRC067632 | 1000 | Solar |  |  | Interconnected | Northfield | Protected Data | Protected Data | Protected Data | Community Solar Garden | Solar* Rewards Community | 2018 | 2020 | n/a
Xcel Energy | 85 | 13781 | IOU | SRC067637 | 1000 | Solar |  |  | Interconnected | Raymond | Protected Data | Protected Data | Protected Data | Community Solar Garden | Solar* Rewards Community | 2018 | 2020 | n/a
Xcel Energy | 85 | 13781 | IOU | SRC067638 | 1000 | Solar |  |  | Interconnected | Paynesville | Protected Data | Protected Data | Protected Data | Community Solar Garden | Solar* Rewards Community | 2018 | 2020 | n/a
Xcel Energy | 85 | 13781 | IOU | SRC067954 | 1000 | Solar |  |  | Interconnected | Brooten | Protected Data | Protected Data | Protected Data | Community Solar Garden | Solar* Rewards Community | 2018 | 2020 | n/a
Xcel Energy | 85 | 13781 | IOU | SRC067955 | 1000 | Solar |  |  | Interconnected | Annandale | Protected Data | Protected Data | Protected Data | Community Solar Garden | Solar* Rewards Community | 2018 | 2020 | n/a
Xcel Energy | 85 | 13781 | IOU | SRC067962 | 1000 | Solar |  |  | Interconnected | Foley | Protected Data | Protected Data | Protected Data | Community Solar Garden | Solar* Rewards Community | 2018 | 2020 | n/a
Xcel Energy | 85 | 13781 | IOU | SRC068006 | 1000 | Solar |  |  | Interconnected | Waseca | Protected Data | Protected Data | Protected Data | Community Solar Garden | Solar* Rewards Community | 2018 | 2020 | n/a
Xcel Energy | 85 | 13781 | IOU | SRC068051 | 1000 | Solar |  |  | Interconnected | Starbuck | Protected Data | Protected Data | Protected Data | Community Solar Garden | Solar* Rewards Community | 2018 | 2020 | n/a
Xcel Energy | 85 | 13781 | IOU | SRC068220 | 1000 | Solar |  |  | Interconnected | Rollingstone | Protected Data | Protected Data | Protected Data | Community Solar Garden | Solar* Rewards Community | 2018 | 2020 | n/a
Xcel Energy | 85 | 13781 | IOU | SRC068265 | 1000 | Solar |  |  | Interconnected | Saint Peter | Protected Data | Protected Data | Protected Data | Community Solar Garden | Solar* Rewards Community | 2018 | 2020 | n/a
Xcel Energy | 85 | 13781 | IOU | SRC068266 | 1000 | Solar |  |  | Interconnected | Clear Lake | Protected Data | Protected Data | Protected Data | Community Solar Garden | Solar* Rewards Community | 2018 | 2020 | n/a
Xcel Energy | 85 | 13781 | IOU | SRC068267 | 1000 | Solar |  |  | Interconnected | North Branch | Protected Data | Protected Data | Protected Data | Community Solar Garden | Solar* Rewards Community | 2018 | 2020 | n/a
Xcel Energy | 85 | 13781 | IOU | SRC068440 | 1000 | Solar |  |  | Interconnected | Courtland | Protected Data | Protected Data | Protected Data | Community Solar Garden | Solar* Rewards Community | 2018 | 2020 | n/a
Xcel Energy | 85 | 13781 | IOU | SRC068443 | 1000 | Solar |  |  | Interconnected | Waseca | Protected Data | Protected Data | Protected Data | Community Solar Garden | Solar* Rewards Community | 2018 | 2020 | n/a
Xcel Energy | 85 | 13781 | IOU | SRC068445 | 1000 | Solar |  |  | Interconnected | Waseca | Protected Data | Protected Data | Protected Data | Community Solar Garden | Solar* Rewards Community | 2018 | 2020 | n/a
Xcel Energy | 85 | 13781 | IOU | SRC068446 | 1000 | Solar |  |  | Interconnected | Faribault | Protected Data | Protected Data | Protected Data | Community Solar Garden | Solar* Rewards Community | 2018 | 2020 | n/a
Xcel Energy | 85 | 13781 | IOU | SRC068447 | 1000 | Solar |  |  | Interconnected | Kasson | Protected Data | Protected Data | Protected Data | Community Solar Garden | Solar* Rewards Community | 2018 | 2020 | n/a
Xcel Energy | 85 | 13781 | IOU | SRC068448 | 1000 | Solar |  |  | Interconnected | Kasson | Protected Data | Protected Data | Protected Data | Community Solar Garden | Solar* Rewards Community | 2018 | 2020 | n/a
Xcel Energy | 85 | 13781 | IOU | SRC068577 | 1000 | Solar |  |  | Interconnected | Villard | Protected Data | Protected Data | Protected Data | Community Solar Garden | Solar* Rewards Community | 2018 | 2020 | n/a
Xcel Energy | 85 | 13781 | IOU | SRC068630 | 1000 | Solar |  |  | Interconnected | Nicollet | Protected Data | Protected Data | Protected Data | Community Solar Garden | Solar* Rewards Community | 2018 | 2020 | n/a
Xcel Energy | 85 | 13781 | IOU | SRC068637 | 1000 | Solar |  |  | Interconnected | Osakis | Protected Data | Protected Data | Protected Data | Community Solar Garden | Solar* Rewards Community | 2018 | 2020 | n/a
Xcel Energy | 85 | 13781 | IOU | SRC068639 | 1000 | Solar |  |  | Interconnected | Byron | Protected Data | Protected Data | Protected Data | Community Solar Garden | Solar* Rewards Community | 2018 | 2020 | n/a
Xcel Energy | 85 | 13781 | IOU | SRC068908 | 1000 | Solar |  |  | Interconnected | Northfield | Protected Data | Protected Data | Protected Data | Community Solar Garden | Solar* Rewards Community | 2018 | 2020 | n/a
Xcel Energy | 85 | 13781 | IOU | SRC068909 | 1000 | Solar |  |  | Interconnected | Gaylord | Protected Data | Protected Data | Protected Data | Community Solar Garden | Solar* Rewards Community | 2018 | 2020 | n/a
Xcel Energy | 85 | 13781 | IOU | SRC068911 | 1000 | Solar |  |  | Interconnected | Clear Lake | Protected Data | Protected Data | Protected Data | Community Solar Garden | Solar* Rewards Community | 2018 | 2019 | n/a
Xcel Energy | 85 | 13781 | IOU | SRC068918 | 1000 | Solar |  |  | Interconnected | Clear Lake | Protected Data | Protected Data | Protected Data | Community Solar Garden | Solar* Rewards Community | 2018 | 2020 | n/a
Xcel Energy | 85 | 13781 | IOU | SRC068919 | 1000 | Solar |  |  | Interconnected | Zumbrota | Protected Data | Protected Data | Protected Data | Community Solar Garden | Solar* Rewards Community | 2018 | 2020 | n/a
Xcel Energy | 85 | 13781 | IOU | SRC068963 | 1000 | Solar |  |  | Interconnected | Faribault | Protected Data | Protected Data | Protected Data | Community Solar Garden | Solar* Rewards Community | 2018 | 2020 | n/a
Xcel Energy | 85 | 13781 | IOU | SRC068979 | 1000 | Solar |  |  | Interconnected | Lester Prairie | Protected Data | Protected Data | Protected Data | Community Solar Garden | Solar* Rewards Community | 2018 | 2020 | n/a
Xcel Energy | 85 | 13781 | IOU | SRC068980 | 1000 | Solar |  |  | Interconnected | Goodhue | Protected Data | Protected Data | Protected Data | Community Solar Garden | Solar* Rewards Community | 2018 | 2020 | n/a
Xcel Energy | 85 | 13781 | IOU | SRC068983 | 1000 | Solar |  |  | Interconnected | Zumbrota | Protected Data | Protected Data | Protected Data | Community Solar Garden | Solar* Rewards Community | 2018 | 2020 | n/a
Xcel Energy | 85 | 13781 | IOU | SRC068984 | 1000 | Solar |  |  | Interconnected | Zumbrota | Protected Data | Protected Data | Protected Data | Community Solar Garden | Solar* Rewards Community | 2018 | 2020 | n/a
Xcel Energy | 85 | 13781 | IOU | SRC068988 | 1000 | Solar |  |  | Interconnected | Dodge Center | Protected Data | Protected Data | Protected Data | Community Solar Garden | Solar* Rewards Community | 2018 | 2020 | n/a
Xcel Energy | 85 | 13781 | IOU | SRC069415 | 1000 | Solar |  |  | Interconnected | Glenwood | Protected Data | Protected Data | Protected Data | Community Solar Garden | Solar* Rewards Community | 2018 | 2020 | n/a
Xcel Energy | 85 | 13781 | IOU | SRC069419 | 940 | Solar |  |  | Interconnected | Saint Cloud | Protected Data | Protected Data | Protected Data | Community Solar Garden | Solar* Rewards Community | 2018 | 2019 | n/a
Xcel Energy | 85 | 13781 | IOU | SRC069420 | 1000 | Solar |  |  | Interconnected | North Branch | Protected Data | Protected Data | Protected Data | Community Solar Garden | Solar* Rewards Community | 2018 | 2020 | n/a
Xcel Energy | 85 | 13781 | IOU | SRC069421 | 1000 | Solar |  |  | Interconnected | Northfield | Protected Data | Protected Data | Protected Data | Community Solar Garden | Solar* Rewards Community | 2018 | 2020 | n/a
Xcel Energy | 85 | 13781 | IOU | SRC069427 | 1000 | Solar |  |  | Interconnected | Raymond | Protected Data | Protected Data | Protected Data | Community Solar Garden | Solar* Rewards Community | 2018 | 2020 | n/a
Xcel Energy | 85 | 13781 | IOU | SRC069439 | 1000 | Solar |  |  | Interconnected | Byron | Protected Data | Protected Data | Protected Data | Community Solar Garden | Solar* Rewards Community | 2018 | 2020 | n/a
Xcel Energy | 85 | 13781 | IOU | SRC069528 | 290 | Solar |  |  | Interconnected | Mendota Heights | Protected Data | Protected Data | Protected Data | Community Solar Garden | Solar* Rewards Community | 2018 | 2020 | n/a
Xcel Energy | 85 | 13781 | IOU | SRC069873 | 1000 | Solar |  |  | Interconnected | Byron | Protected Data | Protected Data | Protected Data | Community Solar Garden | Solar* Rewards Community | 2018 | 2020 | n/a
Xcel Energy | 85 | 13781 | IOU | SRC069874 | 1000 | Solar |  |  | Interconnected | Janesville | Protected Data | Protected Data | Protected Data | Community Solar Garden | Solar* Rewards Community | 2018 | 2020 | n/a
Xcel Energy | 85 | 13781 | IOU | SRC069888 | 1000 | Solar |  |  | Interconnected | Clear Lake | Protected Data | Protected Data | Protected Data | Community Solar Garden | Solar* Rewards Community | 2018 | 2020 | n/a
Xcel Energy | 85 | 13781 | IOU | SRC069890 | 1000 | Solar |  |  | Interconnected | Byron | Protected Data | Protected Data | Protected Data | Community Solar Garden | Solar* Rewards Community | 2018 | 2020 | n/a
Xcel Energy | 85 | 13781 | IOU | SRC069891 | 1000 | Solar |  |  | Interconnected | Waseca | Protected Data | Protected Data | Protected Data | Community Solar Garden | Solar* Rewards Community | 2018 | 2020 | n/a
Xcel Energy | 85 | 13781 | IOU | SRC069976 | 1000 | Solar |  |  | Interconnected | Clear Lake | Protected Data | Protected Data | Protected Data | Community Solar Garden | Solar* Rewards Community | 2018 | 2020 | n/a
Xcel Energy | 85 | 13781 | IOU | SRC069977 | 1000 | Solar |  |  | Interconnected | South Saint Paul | Protected Data | Protected Data | Protected Data | Community Solar Garden | Solar* Rewards Community | 2018 | 2020 | n/a
Xcel Energy | 85 | 13781 | IOU | SRC069978 | 1000 | Solar |  |  | Interconnected | Renville | Protected Data | Protected Data | Protected Data | Community Solar Garden | Solar* Rewards Community | 2018 | 2020 | n/a
Xcel Energy | 85 | 13781 | IOU | SRC069986 | 1000 | Solar |  |  | Interconnected | Starbuck | Protected Data | Protected Data | Protected Data | Community Solar Garden | Solar* Rewards Community | 2018 | 2020 | n/a
Xcel Energy | 85 | 13781 | IOU | SRC070201 | 1000 | Solar |  |  | Interconnected | Glenwood | Protected Data | Protected Data | Protected Data | Community Solar Garden | Solar* Rewards Community | 2018 | 2020 | n/a
Xcel Energy | 85 | 13781 | IOU | SRC070888 | 1000 | Solar |  |  | Interconnected | Mantorville | Protected Data | Protected Data | Protected Data | Community Solar Garden | Solar* Rewards Community | 2018 | 2020 | n/a
Xcel Energy | 85 | 13781 | IOU | SRC071104 | 1000 | Solar |  |  | Interconnected | Afton | Protected Data | Protected Data | Protected Data | Community Solar Garden | Solar* Rewards Community | 2018 | 2020 | n/a
Xcel Energy | 85 | 13781 | IOU | SRC071169 | 1000 | Solar |  |  | Interconnected | Saint Cloud | Protected Data | Protected Data | Protected Data | Community Solar Garden | Solar* Rewards Community | 2015 | 2019 | n/a
Xcel Energy | 85 | 13781 | IOU | SRC071262 | 1000 | Solar |  |  | Interconnected | Faribault | Protected Data | Protected Data | Protected Data | Community Solar Garden | Solar* Rewards Community | 2019 | 2020 | n/a
Xcel Energy | 85 | 13781 | IOU | SRC071263 | 1000 | Solar |  |  | Interconnected | Northfield | Protected Data | Protected Data | Protected Data | Community Solar Garden | Solar* Rewards Community | 2019 | 2020 | n/a
Xcel Energy | 85 | 13781 | IOU | SRC071404 | 1000 | Solar |  |  | Interconnected | Waseca | Protected Data | Protected Data | Protected Data | Community Solar Garden | Solar* Rewards Community | 2019 | 2020 | n/a
Xcel Energy | 85 | 13781 | IOU | SRC071533 | 1000 | Solar |  |  | Interconnected | Brooten | Protected Data | Protected Data | Protected Data | Community Solar Garden | Solar* Rewards Community | 2019 | 2020 | n/a
Xcel Energy | 85 | 13781 | IOU | SRC072581 | 1000 | Solar |  |  | Interconnected | Paynesville | Protected Data | Protected Data | Protected Data | Community Solar Garden | Solar* Rewards Community | 2019 | 2020 | n/a
Xcel Energy | 85 | 13781 | IOU | SRC072582 | 1000 | Solar |  |  | Interconnected | Glencoe | Protected Data | Protected Data | Protected Data | Community Solar Garden | Solar* Rewards Community | 2019 | 2020 | n/a
Xcel Energy | 85 | 13781 | IOU | SRC072585 | 1000 | Solar |  |  | Interconnected | Glenwood | Protected Data | Protected Data | Protected Data | Community Solar Garden | Solar* Rewards Community | 2019 | 2020 | n/a
Xcel Energy | 85 | 13781 | IOU | SRC072630 | 1000 | Solar |  |  | Interconnected | Mantorville | Protected Data | Protected Data | Protected Data | Community Solar Garden | Solar* Rewards Community | 2019 | 2020 | n/a
Xcel Energy | 85 | 13781 | IOU | SRC072631 | 1000 | Solar |  |  | Interconnected | Mantorville | Protected Data | Protected Data | Protected Data | Community Solar Garden | Solar* Rewards Community | 2019 | 2020 | n/a
Xcel Energy | 85 | 13781 | IOU | SRO12641 | 1.9 | Solar |  |  | Interconnected | Shoreview | Protected Data | Protected Data | Protected Data | Residential | Solar* Rewards | 2010 | 2010 | n/a
Xcel Energy | 85 | 13781 | IOU | SRO12652 | 10.4 | Solar |  |  | Interconnected | Bloomington | Protected Data | Protected Data | Protected Data | Commercial | Solar* Rewards | 2010 | 2010 | n/a
Xcel Energy | 85 | 13781 | IOU | SRO12658 | 5.1 | Solar |  |  | Interconnected | Bloomington | Protected Data | Protected Data | Protected Data | Residential | Solar* Rewards | 2010 | 2010 | n/a
Xcel Energy | 85 | 13781 | IOU | SRO12682 | 3.8 | Solar |  |  | Interconnected | Pine Island | Protected Data | Protected Data | Protected Data | Residential | Solar* Rewards | 2010 | 2010 | n/a
Xcel Energy | 85 | 13781 | IOU | SRO12683 | 4 | Solar |  |  | Interconnected | Glenwood | Protected Data | Protected Data | Protected Data | Residential | Solar* Rewards | 2010 | 2010 | n/a
Xcel Energy | 85 | 13781 | IOU | SRO12685 | 9.2 | Solar |  |  | Interconnected | Lindstrom | Protected Data | Protected Data | Protected Data | Commercial | Solar* Rewards | 2010 | 2016 | n/a
Xcel Energy | 85 | 13781 | IOU | SRO12699 | 3 | Solar |  |  | Interconnected | West Concord | Protected Data | Protected Data | Protected Data | Residential | Solar* Rewards | 2010 | 2010 | n/a
Xcel Energy | 85 | 13781 | IOU | SRO12716 | 12 | Solar |  |  | Interconnected | Saint Louis Park | Protected Data | Protected Data | Protected Data | Commercial | Solar* Rewards | 2010 | 2013 | n/a
Xcel Energy | 85 | 13781 | IOU | SRO12728 | 2.5 | Solar |  |  | Interconnected | Minneapolis | Protected Data | Protected Data | Protected Data | Residential | Solar* Rewards | 2010 | 2010 | n/a
Xcel Energy | 85 | 13781 | IOU | SRO12729 | 4.18 | Solar |  |  | Interconnected | Minneapolis | Protected Data | Protected Data | Protected Data | Residential | Solar* Rewards | 2010 | 2013 | n/a
Xcel Energy | 85 | 13781 | IOU | SRO12732 | 5 | Solar |  |  | Interconnected | Saint Joseph | Protected Data | Protected Data | Protected Data | Residential | Solar* Rewards | 2010 | 2010 | n/a
Xcel Energy | 85 | 13781 | IOU | SRO12736 | 0.57 | Solar |  |  | Interconnected | Minnesota City | Protected Data | Protected Data | Protected Data | Commercial | Solar* Rewards | 2010 | 2010 | n/a
Xcel Energy | 85 | 13781 | IOU | SRO12737 | 2.09 | Solar |  |  | Interconnected | Saint Paul | Protected Data | Protected Data | Protected Data | Residential | Solar* Rewards | 2010 | 2010 | n/a
Xcel Energy | 85 | 13781 | IOU | SRO12740 | 5 | Solar |  |  | Interconnected | New Brighton | Protected Data | Protected Data | Protected Data | Residential | Solar* Rewards | 2010 | 2010 | n/a
Xcel Energy | 85 | 13781 | IOU | SRO12743 | 2.28 | Solar |  |  | Interconnected | Maplewood | Protected Data | Protected Data | Protected Data | Residential | Solar* Rewards | 2010 | 2010 | n/a
Xcel Energy | 85 | 13781 | IOU | SRO12745 | 4 | Solar |  | X | Interconnected | Stillwater | Protected Data | Protected Data | Protected Data | Residential | Solar* Rewards | 2010 | 2010 | n/a
Xcel Energy | 85 | 13781 | IOU | SRO12747 | 2.28 | Solar |  |  | Interconnected | Saint Paul | Protected Data | Protected Data | Protected Data | Residential | Solar* Rewards | 2010 | 2010 | n/a
Xcel Energy | 85 | 13781 | IOU | SRO12749 | 3.04 | Solar |  |  | Interconnected | Minneapolis | Protected Data | Protected Data | Protected Data | Residential | Solar* Rewards | 2010 | 2010 | n/a
Xcel Energy | 85 | 13781 | IOU | SRO12754 | 5 | Solar |  |  | Interconnected | Rogers | Protected Data | Protected Data | Protected Data | Residential | Solar* Rewards | 2010 | 2010 | n/a
Xcel Energy | 85 | 13781 | IOU | SRO12767 | 2.28 | Solar |  |  | Interconnected | Minneapolis | Protected Data | Protected Data | Protected Data | Residential | Solar* Rewards | 2010 | 2010 | n/a
Xcel Energy | 85 | 13781 | IOU | SRO12805 | 3.04 | Solar |  |  | Interconnected | Hopkins | Protected Data | Protected Data | Protected Data | Residential | Solar* Rewards | 2010 | 2010 | n/a
Xcel Energy | 85 | 13781 | IOU | SRO12821 | 5 | Solar |  |  | Interconnected | Scandia | Protected Data | Protected Data | Protected Data | Commercial | Solar* Rewards | 2010 | 2010 | n/a
Xcel Energy | 85 | 13781 | IOU | SRO12823 | 4.56 | Solar |  |  | Interconnected | Northfield | Protected Data | Protected Data | Protected Data | Residential | Solar* Rewards | 2010 | 2010 | n/a
Xcel Energy | 85 | 13781 | IOU | SRO12827 | 5.1 | Solar |  |  | Interconnected | Stillwater | Protected Data | Protected Data | Protected Data | Residential | Solar* Rewards | 2010 | 2010 | n/a
Xcel Energy | 85 | 13781 | IOU | SRO12839 | 4.9 | Solar |  |  | Interconnected | New Brighton | Protected Data | Protected Data | Protected Data | Residential | Solar* Rewards | 2010 | 2011 | n/a
Xcel Energy | 85 | 13781 | IOU | SRO12883 | 7 | Solar |  |  | Interconnected | Lake Elmo | Protected Data | Protected Data | Protected Data | Residential | Solar* Rewards | 2010 | 2010 | n/a
Xcel Energy | 85 | 13781 | IOU | SRO12892 | 4.9 | Solar |  |  | Interconnected | Owatonna | Protected Data | Protected Data | Protected Data | Residential | Solar* Rewards | 2010 | 2010 | n/a
Xcel Energy | 85 | 13781 | IOU | SRO12898 | 4.56 | Solar |  |  | Interconnected | Saint Cloud | Protected Data | Protected Data | Protected Data | Residential | Solar* Rewards | 2010 | 2010 | n/a
Xcel Energy | 85 | 13781 | IOU | SRO12900 | 2.28 | Solar |  |  | Interconnected | West Saint Paul | Protected Data | Protected Data | Protected Data | Residential | Solar* Rewards | 2010 | 2010 | n/a
Xcel Energy | 85 | 13781 | IOU | SRO12917 | 5 | Solar |  |  | Interconnected | Stillwater | Protected Data | Protected Data | Protected Data | Residential | Solar* Rewards | 2010 | 2013 | n/a
Xcel Energy | 85 | 13781 | IOU | SRO12924 | 7.5 | Solar |  |  | Interconnected | Jordan | Protected Data | Protected Data | Protected Data | Residential | Solar* Rewards | 2010 | 2010 | n/a
Xcel Energy | 85 | 13781 | IOU | SRO12931 | 6 | Solar |  |  | Interconnected | Eden Prairie | Protected Data | Protected Data | Protected Data | Residential | Solar* Rewards | 2010 | 2010 | n/a
Xcel Energy | 85 | 13781 | IOU | SRO12968 | 5.1 | Solar |  |  | Interconnected | Eden Prairie | Protected Data | Protected Data | Protected Data | Residential | Solar* Rewards | 2010 | 2010 | n/a
Xcel Energy | 85 | 13781 | IOU | SRO12970 | 4 | Solar |  |  | Interconnected | Mankato | Protected Data | Protected Data | Protected Data | Residential | Solar* Rewards | 2010 | 2010 | n/a
Xcel Energy | 85 | 13781 | IOU | SRO12972 | 1.68 | Solar |  |  | Interconnected | Mankato | Protected Data | Protected Data | Protected Data | Residential | Solar* Rewards | 2010 | 2010 | n/a
Xcel Energy | 85 | 13781 | IOU | SRO12979 | 4 | Solar |  |  | Interconnected | Roseville | Protected Data | Protected Data | Protected Data | Residential | Solar* Rewards | 2010 | 2010 | n/a
Xcel Energy | 85 | 13781 | IOU | SRO12981 | 36 | Solar |  |  | Interconnected | Blaine | Protected Data | Protected Data | Protected Data | Commercial | Solar* Rewards | 2010 | 2010 | n/a
Xcel Energy | 85 | 13781 | IOU | SRO12990 | 5.1 | Solar |  |  | Interconnected | Burnsville | Protected Data | Protected Data | Protected Data | Residential | Solar* Rewards | 2010 | 2010 | n/a
Xcel Energy | 85 | 13781 | IOU | SRO13003 | 4 | Solar |  |  | Interconnected | Minneapolis | Protected Data | Protected Data | Protected Data | Residential | Solar* Rewards | 2010 | 2010 | n/a
Xcel Energy | 85 | 13781 | IOU | SRO13105 | 5 | Solar |  |  | Interconnected | Greenwood | Protected Data | Protected Data | Protected Data | Residential | Solar* Rewards | 2010 | 2010 | n/a
Xcel Energy | 85 | 13781 | IOU | SRO13106 | 0.76 | Solar |  |  | Interconnected | Edina | Protected Data | Protected Data | Protected Data | Residential | Solar* Rewards | 2010 | 2010 | n/a
Xcel Energy | 85 | 13781 | IOU | SRO13116 | 1.05 | Solar |  |  | Interconnected | Zumbrota | Protected Data | Protected Data | Protected Data | Residential | Solar* Rewards | 2010 | 2010 | n/a
Xcel Energy | 85 | 13781 | IOU | SRO13141 | 4 | Solar |  |  | Interconnected | Saint Paul | Protected Data | Protected Data | Protected Data | Residential | Solar* Rewards | 2010 | 2010 | n/a
Xcel Energy | 85 | 13781 | IOU | SRO13142 | 5 | Solar |  |  | Interconnected | Bloomington | Protected Data | Protected Data | Protected Data | Residential | Solar* Rewards | 2010 | 2010 | n/a
Xcel Energy | 85 | 13781 | IOU | SRO13151 | 2.7 | Solar |  |  | Interconnected | Arden Hills | Protected Data | Protected Data | Protected Data | Residential | Solar* Rewards | 2010 | 2010 | n/a
Xcel Energy | 85 | 13781 | IOU | SRO13165 | 0.76 | Solar |  |  | Interconnected | Prior Lake | Protected Data | Protected Data | Protected Data | Residential | Solar* Rewards | 2010 | 2010 | n/a
Xcel Energy | 85 | 13781 | IOU | SRO13172 | 8 | Solar |  |  | Interconnected | Winsted | Protected Data | Protected Data | Protected Data | Residential | Solar* Rewards | 2010 | 2010 | n/a
Xcel Energy | 85 | 13781 | IOU | SRO13178 | 4.18 | Solar |  |  | Interconnected | Winona | Protected Data | Protected Data | Protected Data | Residential | Solar* Rewards | 2010 | 2010 | n/a
Xcel Energy | 85 | 13781 | IOU | SRO13183 | 4.56 | Solar |  |  | Interconnected | Eden Prairie | Protected Data | Protected Data | Protected Data | Commercial | Solar* Rewards | 2010 | 2010 | n/a
Xcel Energy | 85 | 13781 | IOU | SRO13186 | 4.18 | Solar |  |  | Interconnected | Rollingstone | Protected Data | Protected Data | Protected Data | Residential | Solar* Rewards | 2010 | 2013 | n/a
Xcel Energy | 85 | 13781 | IOU | SRO13192 | 8 | Solar |  |  | Interconnected | Minneapolis | Protected Data | Protected Data | Protected Data | Commercial | Solar* Rewards | 2010 | 2010 | n/a
Xcel Energy | 85 | 13781 | IOU | SRO13194 | 8 | Solar |  |  | Interconnected | Ruthton | Protected Data | Protected Data | Protected Data | Residential | Solar* Rewards | 2010 | 2010 | n/a
Xcel Energy | 85 | 13781 | IOU | SRO13197 | 2.7 | Solar |  |  | Interconnected | Minneapolis | Protected Data | Protected Data | Protected Data | Residential | Solar* Rewards | 2010 | 2016 | n/a
Xcel Energy | 85 | 13781 | IOU | SRO13198 | 4 | Solar |  |  | Interconnected | Maplewood | Protected Data | Protected Data | Protected Data | Residential | Solar* Rewards | 2010 | 2010 | n/a
Xcel Energy | 85 | 13781 | IOU | SRO13202 | 6 | Solar |  |  | Interconnected | Sacred Heart | Protected Data | Protected Data | Protected Data | Residential | Solar* Rewards | 2010 | 2013 | n/a
Xcel Energy | 85 | 13781 | IOU | SRO13214 | 2 | Solar |  |  | Interconnected | Minneapolis | Protected Data | Protected Data | Protected Data | Residential | Solar* Rewards | 2010 | 2010 | n/a
Xcel Energy | 85 | 13781 | IOU | SRO13225 | 4.18 | Solar |  |  | Interconnected | Winona | Protected Data | Protected Data | Protected Data | Residential | Solar* Rewards | 2010 | 2010 | n/a
Xcel Energy | 85 | 13781 | IOU | SRO13226 | 4.18 | Solar |  |  | Interconnected | Winona | Protected Data | Protected Data | Protected Data | Residential | Solar* Rewards | 2010 | 2010 | n/a
Xcel Energy | 85 | 13781 | IOU | SRO13227 | 4.18 | Solar |  |  | Interconnected | Winona | Protected Data | Protected Data | Protected Data | Residential | Solar* Rewards | 2010 | 2010 | n/a
Xcel Energy | 85 | 13781 | IOU | SRO13247 | 4.18 | Solar |  |  | Interconnected | Minnesota City | Protected Data | Protected Data | Protected Data | Residential | Solar* Rewards | 2010 | 2010 | n/a
Xcel Energy | 85 | 13781 | IOU | SRO13249 | 48 | Solar |  |  | Interconnected | Lakeland | Protected Data | Protected Data | Protected Data | Residential | Solar* Rewards | 2010 | 2010 | n/a
Xcel Energy | 85 | 13781 | IOU | SRO13258 | 4.18 | Solar |  |  | Interconnected | Winona | Protected Data | Protected Data | Protected Data | Residential | Solar* Rewards | 2010 | 2013 | n/a
Xcel Energy | 85 | 13781 | IOU | SRO13259 | 4.18 | Solar |  |  | Interconnected | Winona | Protected Data | Protected Data | Protected Data | Residential | Solar* Rewards | 2010 | 2010 | n/a
Xcel Energy | 85 | 13781 | IOU | SRO13271 | 1.71 | Solar |  |  | Interconnected | Winona | Protected Data | Protected Data | Protected Data | Residential | Solar* Rewards | 2010 | 2010 | n/a
Xcel Energy | 85 | 13781 | IOU | SRO13282 | 10.4 | Solar |  |  | Interconnected | Hastings | Protected Data | Protected Data | Protected Data | Residential | Solar* Rewards | 2010 | 2010 | n/a
Xcel Energy | 85 | 13781 | IOU | SRO13283 | 3.42 | Solar |  |  | Interconnected | Saint Paul | Protected Data | Protected Data | Protected Data | Residential | Solar* Rewards | 2010 | 2010 | n/a
Xcel Energy | 85 | 13781 | IOU | SRO13284 | 3.04 | Solar |  |  | Interconnected | Minneapolis | Protected Data | Protected Data | Protected Data | Residential | Solar* Rewards | 2010 | 2010 | n/a
Xcel Energy | 85 | 13781 | IOU | SRO13285 | 9.995 | Solar |  |  | Interconnected | Woodbury | Protected Data | Protected Data | Protected Data | Commercial | Solar* Rewards | 2010 | 2013 | n/a
Xcel Energy | 85 | 13781 | IOU | SRO13306 | 4.18 | Solar |  |  | Interconnected | Winona | Protected Data | Protected Data | Protected Data | Residential | Solar* Rewards | 2010 | 2010 | n/a
Xcel Energy | 85 | 13781 | IOU | SRO13307 | 4.18 | Solar |  |  | Interconnected | Minnesota City | Protected Data | Protected Data | Protected Data | Residential | Solar* Rewards | 2010 | 2010 | n/a
Xcel Energy | 85 | 13781 | IOU | SRO13310 | 5.1 | Solar |  |  | Interconnected | Bloomington | Protected Data | Protected Data | Protected Data | Residential | Solar* Rewards | 2010 | 2010 | n/a
Xcel Energy | 85 | 13781 | IOU | SRO13311 | 4.18 | Solar |  |  | Interconnected | Winona | Protected Data | Protected Data | Protected Data | Residential | Solar* Rewards | 2010 | 2010 | n/a
Xcel Energy | 85 | 13781 | IOU | SRO13314 | 9.12 | Solar |  |  | Interconnected | Spicer | Protected Data | Protected Data | Protected Data | Commercial | Solar* Rewards | 2010 | 2010 | n/a
Xcel Energy | 85 | 13781 | IOU | SRO13316 | 4.56 | Solar |  |  | Interconnected | Red Wing | Protected Data | Protected Data | Protected Data | Residential | Solar* Rewards | 2010 | 2010 | n/a
Xcel Energy | 85 | 13781 | IOU | SRO13328 | 3.8 | Solar |  |  | Interconnected | Saint Louis Park | Protected Data | Protected Data | Protected Data | Residential | Solar* Rewards | 2010 | 2010 | n/a
Xcel Energy | 85 | 13781 | IOU | SRO13334 | 0.94 | Solar |  | X | Interconnected | Minneapolis | Protected Data | Protected Data | Protected Data | Residential | Solar* Rewards | 2010 | 2010 | n/a
Xcel Energy | 85 | 13781 | IOU | SRO13335 | 817 | Solar |  |  | Interconnected | Eden Prairie | Protected Data | Protected Data | Protected Data | Residential | Solar* Rewards | 2010 | 2010 | n/a
Xcel Energy | 85 | 13781 | IOU | SRO13336 | 2.28 | Solar |  |  | Interconnected | Saint Paul | Protected Data | Protected Data | Protected Data | Residential | Solar* Rewards | 2010 | 2010 | n/a
Xcel Energy | 85 | 13781 | IOU | SRO13337 | 304 | Solar |  |  | Interconnected | Minneapolis | Protected Data | Protected Data | Protected Data | Residential | Solar* Rewards | 2010 | 2013 | n/a
Xcel Energy | 85 | 13781 | IOU | SRO13338 | 9.12 | Solar |  |  | Interconnected | Faribault | Protected Data | Protected Data | Protected Data | Residential | Solar* Rewards | 2010 | 2013 | n/a
Xcel Energy | 85 | 13781 | IOU | SRO13339 | 5 | Solar |  |  | Interconnected | Winona | Protected Data | Protected Data | Protected Data | Residential | Solar* Rewards | 2010 | 2013 | n/a
Xcel Energy | 85 | 13781 | IOU | SRO13340 | 7.98 | Solar |  |  | Interconnected | Faribault | Protected Data | Protected Data | Protected Data | Residential | Solar* Rewards | 2010 | 2010 | n/a
Xcel Energy | 85 | 13781 | IOU | SRO13341 | 68.4 | Solar |  |  | Interconnected | Winona | Protected Data | Protected Data | Protected Data | Residential | Solar* Rewards | 2010 | 2010 | n/a
Xcel Energy | 85 | 13781 | IOU | SRO13343 | 5.1 | Solar |  |  | Interconnected | Plymouth | Protected Data | Protected Data | Protected Data | Residential | Solar* Rewards | 2010 | 2010 | n/a
Xcel Energy | 85 | 13781 | IOU | SRO13344 | 5 | Solar |  |  | Interconnected | Brooklyn Park | Protected Data | Protected Data | Protected Data | Residential | Solar* Rewards | 2010 | 2010 | n/a
Xcel Energy | 85 | 13781 | IOU | SRO13349 | 5.25 | Solar |  |  | Interconnected | Northfield | Protected Data | Protected Data | Protected Data | Residential | Solar* Rewards | 2010 | 2013 | n/a
Xcel Energy | 85 | 13781 | IOU | SRO13353 | 1.71 | Solar |  |  | Interconnected | Edina | Protected Data | Protected Data | Protected Data | Residential | Solar* Rewards | 2010 | 2010 | n/a
Xcel Energy | 85 | 13781 | IOU | SRO13367 | 9.6 | Solar |  |  | Interconnected | Marine On Saint Croix | Protected Data | Protected Data | Protected Data | Residential | Solar* Rewards | 2010 | 2010 | n/a
Xcel Energy | 85 | 13781 | IOU | SRO13370 | 8 | Solar |  |  | Interconnected | Marine On Saint Croix | Protected Data | Protected Data | Protected Data | Residential | Solar* Rewards | 2010 | 2010 | n/a
Xcel Energy | 85 | 13781 | IOU | SRO13390 | 9.995 | Solar |  |  | Interconnected | Roseville | Protected Data | Protected Data | Protected Data | Residential | Solar* Rewards | 2010 | 2010 | n/a
Xcel Energy | 85 | 13781 | IOU | SRO13457 | 2.85 | Solar |  |  | Interconnected | Shoreview | Protected Data | Protected Data | Protected Data | Residential | Solar* Rewards | 2010 | 2010 | n/a
Xcel Energy | 85 | 13781 | IOU | SRO13487 | 2 | Solar |  |  | Interconnected | Saint Paul | Protected Data | Protected Data | Protected Data | Residential | Solar* Rewards | 2010 | 2010 | n/a
Xcel Energy | 85 | 13781 | IOU | SRO13491 | 2.7 | Solar |  |  | Interconnected | Minneapolis | Protected Data | Protected Data | Protected Data | Residential | Solar* Rewards | 2010 | 2010 | n/a
Xcel Energy | 85 | 13781 | IOU | SRO13516 | 2.7 | Solar |  |  | Interconnected | Woodbury | Protected Data | Protected Data | Protected Data | Residential | Solar* Rewards | 2010 | 2010 | n/a
Xcel Energy | 85 | 13781 | IOU | SRO13560 | 1.14 | Solar |  |  | Interconnected | Oakdale | Protected Data | Protected Data | Protected Data | Residential | Solar* Rewards | 2010 | 2010 | n/a
Xcel Energy | 85 | 13781 | IOU | SRO13571 | 0.696 | Solar |  |  | Interconnected | Minneapolis | Protected Data | Protected Data | Protected Data | Residential | Solar* Rewards | 2010 | 2013 | n/a
Xcel Energy | 85 | 13781 | IOU | SRO13588 | 2.94 | Solar |  |  | Interconnected | West Saint Paul | Protected Data | Protected Data | Protected Data | Residential | Solar* Rewards | 2010 | 2010 | n/a
Xcel Energy | 85 | 13781 | IOU | SRO13596 | 4 | Solar |  |  | Interconnected | Maplewood | Protected Data | Protected Data | Protected Data | Residential | Solar* Rewards | 2010 | 2010 | n/a
Xcel Energy | 85 | 13781 | IOU | SRO13601 | 0.84 | Solar |  |  | Interconnected | Saint Paul | Protected Data | Protected Data | Protected Data | Residential | Solar* Rewards | 2010 | 2012 | n/a
Xcel Energy | 85 | 13781 | IOU | SRO13614 | 4.56 | Solar |  |  | Interconnected | Woodbury | Protected Data | Protected Data | Protected Data | Residential | Solar* Rewards | 2010 | 2010 | n/a
Xcel Energy | 85 | 13781 | IOU | SRO13633 | 2.7 | Solar |  |  | Interconnected | Saint Paul | Protected Data | Protected Data | Protected Data | Residential | Solar* Rewards | 2010 | 2010 | n/a
Xcel Energy | 85 | 13781 | IOU | SRO13634 | 2.7 | Solar |  |  | Interconnected | Minneapolis | Protected Data | Protected Data | Protected Data | Residential | Solar* Rewards | 2010 | 2010 | n/a
Xcel Energy | 85 | 13781 | IOU | SRO13635 | 2.7 | Solar |  |  | Interconnected | Saint Paul | Protected Data | Protected Data | Protected Data | Residential | Solar* Rewards | 2010 | 2010 | n/a
Xcel Energy | 85 | 13781 | IOU | SRO13644 | 4 | Solar |  |  | Interconnected | Waite Park | Protected Data | Protected Data | Protected Data | Commercial | Solar* Rewards | 2010 | 2010 | n/a
Xcel Energy | 85 | 13781 | IOU | SRO13665 | 3.99 | Solar |  |  | Interconnected | Brooklyn Park | Protected Data | Protected Data | Protected Data | Residential | Solar* Rewards | 2010 | 2011 | n/a
Xcel Energy | 85 | 13781 | IOU | SRO13666 | 1.14 | Solar |  |  | Interconnected | Shoreview | Protected Data | Protected Data | Protected Data | Residential | Solar* Rewards | 2010 | 2013 | n/a
Xcel Energy | 85 | 13781 | IOU | SRO13673 | 1.1 | Solar |  |  | Interconnected | White Bear Lake | Protected Data | Protected Data | Protected Data | Commercial | Solar* Rewards | 2010 | 2010 | n/a
Xcel Energy | 85 | 13781 | IOU | SRO13680 | 9.8 | Solar |  |  | Interconnected | Owatonna | Protected Data | Protected Data | Protected Data | Commercial | Solar* Rewards | 2010 | 2010 | n/a
Xcel Energy | 85 | 13781 | IOU | SRO13685 | 1.47 | Solar |  |  | Interconnected | Saint Paul | Protected Data | Protected Data | Protected Data | Residential | Solar* Rewards | 2010 | 2010 | n/a
Xcel Energy | 85 | 13781 | IOU | SRO13707 | 36 | Solar |  |  | Interconnected | Eden Prairie | Protected Data | Protected Data | Protected Data | Commercial | Solar* Rewards | 2010 | 2010 | n/a
Xcel Energy | 85 | 13781 | IOU | SRO13708 | 4 | Solar |  |  | Interconnected | Minneapolis | Protected Data | Protected Data | Protected Data | Residential | Solar* Rewards | 2010 | 2010 | n/a
Xcel Energy | 85 | 13781 | IOU | SRO13711 | 1.1 | Solar |  |  | Interconnected | Minneapolis | Protected Data | Protected Data | Protected Data | Residential | Solar* Rewards | 2010 | 2010 | n/a
Xcel Energy | 85 | 13781 | IOU | SRO13736 | 5.1 | Solar |  |  | Interconnected | Saint Paul | Protected Data | Protected Data | Protected Data | Residential | Solar* Rewards | 2010 | 2010 | n/a
Xcel Energy | 85 | 13781 | IOU | SRO13787 | 4 | Solar |  |  | Interconnected | Roseville | Protected Data | Protected Data | Protected Data | Residential | Solar* Rewards | 2010 | 2011 | n/a
Xcel Energy | 85 | 13781 | IOU | SRO13839 | 2.5 | Solar |  |  | Interconnected | Minneapolis | Protected Data | Protected Data | Protected Data | Residential | Solar* Rewards | 2010 | 2013 | n/a
Xcel Energy | 85 | 13781 | IOU | SRO13867 | 7.5 | Solar |  |  | Interconnected | Afton | Protected Data | Protected Data | Protected Data | Residential | Solar* Rewards | 2010 | 2010 | n/a
Xcel Energy | 85 | 13781 | IOU | SRO13869 | 8.74 | Solar |  |  | Interconnected | Lester Prairie | Protected Data | Protected Data | Protected Data | Commercial | Solar* Rewards | 2010 | 2010 | n/a
Xcel Energy | 85 | 13781 | IOU | SRO13870 | 7.98 | Solar |  |  | Interconnected | Kenyon | Protected Data | Protected Data | Protected Data | Residential | Solar* Rewards | 2010 | 2010 | n/a
Xcel Energy | 85 | 13781 | IOU | SRO13871 | 5 | Solar |  |  | Interconnected | Saint Cloud | Protected Data | Protected Data | Protected Data | Residential | Solar* Rewards | 2010 | 2010 | n/a
Xcel Energy | 85 | 13781 | IOU | SRO13886 | 57 | Solar |  |  | Interconnected | Avon | Protected Data | Protected Data | Protected Data | Commercial | Solar* Rewards | 2010 | 2010 | n/a
Xcel Energy | 85 | 13781 | IOU | SRO13899 | 10.64 | Solar |  |  | Interconnected | Edina | Protected Data | Protected Data | Protected Data | Residential | Solar* Rewards | 2010 | 2016 | n/a
Xcel Energy | 85 | 13781 | IOU | SRO13922 | 9.6 | Solar |  |  | Interconnected | Stillwater | Protected Data | Protected Data | Protected Data | Residential | Solar* Rewards | 2010 | 2010 | n/a
Xcel Energy | 85 | 13781 | IOU | SRO13949 | 0.175 | Solar |  |  | Interconnected | Cottage Grove | Protected Data | Protected Data | Protected Data | Residential | Solar* Rewards | 2010 | 2010 | n/a
Xcel Energy | 85 | 13781 | IOU | SRO13953 | 21 | Solar |  |  | Interconnected | Lake Elmo | Protected Data | Protected Data | Protected Data | Residential | Solar* Rewards | 2010 | 2011 | n/a
Xcel Energy | 85 | 13781 | IOU | SRO14063 | 4.37 | Solar |  |  | Interconnected | Bloomington | Protected Data | Protected Data | Protected Data | Residential | Solar* Rewards | 2010 | 2010 | n/a
Xcel Energy | 85 | 13781 | IOU | SRO14073 | 4.2 | Solar |  |  | Interconnected | Bloomington | Protected Data | Protected Data | Protected Data | Residential | Solar* Rewards | 2010 | 2010 | n/a
Xcel Energy | 85 | 13781 | IOU | SRO14086 | 2.28 | Solar |  |  | Interconnected | Northfield | Protected Data | Protected Data | Protected Data | Residential | Solar* Rewards | 2010 | 2010 | n/a
Xcel Energy | 85 | 13781 | IOU | SRO14093 | 2 | Solar |  |  | Interconnected | Saint Paul | Protected Data | Protected Data | Protected Data | Residential | Solar* Rewards | 2010 | 2010 | n/a
Xcel Energy | 85 | 13781 | IOU | SRO14124 | 0.696 | Solar |  |  | Interconnected | Mankato | Protected Data | Protected Data | Protected Data | Commercial | Solar* Rewards | 2010 | 2013 | n/a
Xcel Energy | 85 | 13781 | IOU | SRO14148 | 3 | Solar |  |  | Interconnected | Minneapolis | Protected Data | Protected Data | Protected Data | Residential | Solar* Rewards | 2010 | 2010 | n/a
Xcel Energy | 85 | 13781 | IOU | SRO14157 | 7 | Solar |  |  | Interconnected | Eden Prairie | Protected Data | Protected Data | Protected Data | Residential | Solar* Rewards | 2010 | 2010 | n/a
Xcel Energy | 85 | 13781 | IOU | SRO14195 | 2.28 | Solar |  |  | Interconnected | Minneapolis | Protected Data | Protected Data | Protected Data | Residential | Solar* Rewards | 2010 | 2013 | n/a
Xcel Energy | 85 | 13781 | IOU | SRO14196 | 14 | Solar |  |  | Interconnected | Saint Louis Park | Protected Data | Protected Data | Protected Data | Commercial | Solar* Rewards | 2010 | 2010 | n/a
Xcel Energy | 85 | 13781 | IOU | SRO14244 | 5 | Solar |  |  | Interconnected | South Saint Paul | Protected Data | Protected Data | Protected Data | Residential | Solar* Rewards | 2010 | 2010 | n/a
Xcel Energy | 85 | 13781 | IOU | SRO14258 | 6 | Solar |  |  | Interconnected | Roseville | Protected Data | Protected Data | Protected Data | Commercial | Solar* Rewards | 2010 | 2010 | n/a
Xcel Energy | 85 | 13781 | IOU | SRO14321 | 4.8 | Solar |  |  | Interconnected | Shoreview | Protected Data | Protected Data | Protected Data | Residential | Solar* Rewards | 2010 | 2010 | n/a
Xcel Energy | 85 | 13781 | IOU | SRO14373 | 3.5 | Solar |  |  | Interconnected | Wayzata | Protected Data | Protected Data | Protected Data | Residential | Solar* Rewards | 2010 | 2010 | n/a
Xcel Energy | 85 | 13781 | IOU | SRO14374 | 3 | Solar |  |  | Interconnected | Afton | Protected Data | Protected Data | Protected Data | Residential | Solar* Rewards | 2010 | 2010 | n/a
Xcel Energy | 85 | 13781 | IOU | SRO14377 | 36 | Solar |  |  | Interconnected | Maple Grove | Protected Data | Protected Data | Protected Data | Commercial | Solar* Rewards | 2010 | 2010 | n/a
Xcel Energy | 85 | 13781 | IOU | SRO14420 | 9.995 | Solar |  |  | Interconnected | Hastings | Protected Data | Protected Data | Protected Data | Residential | Solar* Rewards | 2010 | 2010 | n/a
Xcel Energy | 85 | 13781 | IOU | SRO14449 | 5 | Solar |  |  | Interconnected | Lake Elmo | Protected Data | Protected Data | Protected Data | Residential | Solar* Rewards | 2010 | 2010 | n/a
Xcel Energy | 85 | 13781 | IOU | SRO14451 | 4.8 | Solar |  |  | Interconnected | Afton | Protected Data | Protected Data | Protected Data | Residential | Solar* Rewards | 2010 | 2010 | n/a
Xcel Energy | 85 | 13781 | IOU | SRO14456 | 5 | Solar |  |  | Interconnected | New Munich | Protected Data | Protected Data | Protected Data | Residential | Solar* Rewards | 2010 | 2010 | n/a
Xcel Energy | 85 | 13781 | IOU | SRO14458 | 5 | Solar |  |  | Interconnected | White Bear Lake | Protected Data | Protected Data | Protected Data | Residential | Solar* Rewards | 2010 | 2010 | n/a
Xcel Energy | 85 | 13781 | IOU | SRO14474 | 3 | Solar |  |  | Interconnected | Saint Paul | Protected Data | Protected Data | Protected Data | Residential | Solar* Rewards | 2010 | 2010 | n/a
Xcel Energy | 85 | 13781 | IOU | SRO14475 | 1.14 | Solar |  |  | Interconnected | Mantorville | Protected Data | Protected Data | Protected Data | Residential | Solar* Rewards | 2010 | 2011 | n/a
Xcel Energy | 85 | 13781 | IOU | SRO14556 | 2.09 | Solar |  |  | Interconnected | Minneapolis | Protected Data | Protected Data | Protected Data | Residential | Solar* Rewards | 2010 | 2010 | n/a
Xcel Energy | 85 | 13781 | IOU | SRO14589 | 20.8 | Solar |  |  | Interconnected | Morgan | Protected Data | Protected Data | Protected Data | Residential | Solar* Rewards | 2010 | 2011 | n/a
Xcel Energy | 85 | 13781 | IOU | SRO14635 | 9.12 | Solar |  |  | Interconnected | Afton | Protected Data | Protected Data | Protected Data | Commercial | Solar* Rewards | 2010 | 2010 | n/a
Xcel Energy | 85 | 13781 | IOU | SRO14730 | 4 | Solar |  |  | Interconnected | Saint Paul | Protected Data | Protected Data | Protected Data | Residential | Solar* Rewards | 2010 | 2010 | n/a
Xcel Energy | 85 | 13781 | IOU | SRO14731 | 3 | Solar |  |  | Interconnected | Stillwater | Protected Data | Protected Data | Protected Data | Commercial | Solar* Rewards | 2010 | 2010 | n/a
Xcel Energy | 85 | 13781 | IOU | SRO14771 | 3.8 | Solar |  |  | Interconnected | Minneapolis | Protected Data | Protected Data | Protected Data | Residential | Solar* Rewards | 2010 | 2010 | n/a
Xcel Energy | 85 | 13781 | IOU | SRO14841 | 1.9 | Solar |  |  | Interconnected | Minneapolis | Protected Data | Protected Data | Protected Data | Residential | Solar* Rewards | 2010 | 2011 | n/a
Xcel Energy | 85 | 13781 | IOU | SRO14878 | 148.4 | Solar |  |  | Interconnected | Minnetonka | Protected Data | Protected Data | Protected Data | Residential | Solar* Rewards | 2010 | 2010 | n/a
Xcel Energy | 85 | 13781 | IOU | SRO14879 | 4.18 | Solar |  |  | Interconnected | Golden Valley | Protected Data | Protected Data | Protected Data | Residential | Solar* Rewards | 2010 | 2013 | n/a
Xcel Energy | 85 | 13781 | IOU | SRO14880 | 5 | Solar |  |  | Interconnected | Minneapolis | Protected Data | Protected Data | Protected Data | Residential | Solar* Rewards | 2010 | 2010 | n/a
Xcel Energy | 85 | 13781 | IOU | SRO14882 | 3.04 | Solar |  |  | Interconnected | Saint Paul | Protected Data | Protected Data | Protected Data | Residential | Solar* Rewards | 2010 | 2010 | n/a
Xcel Energy | 85 | 13781 | IOU | SRO14921 | 9.995 | Solar |  |  | Interconnected | Eden Prairie | Protected Data | Protected Data | Protected Data | Residential | Solar* Rewards | 2010 | 2010 | n/a
Xcel Energy | 85 | 13781 | IOU | SRO14955 | 2.7 | Solar |  |  | Interconnected | Minneapolis | Protected Data | Protected Data | Protected Data | Residential | Solar* Rewards | 2010 | 2010 | n/a
Xcel Energy | 85 | 13781 | IOU | SRO14959 | 2.52 | Solar |  |  | Interconnected | Clements | Protected Data | Protected Data | Protected Data | Commercial | Solar* Rewards | 2010 | 2011 | n/a
Xcel Energy | 85 | 13781 | IOU | SRO14967 | 2 | Solar |  |  | Interconnected | White Bear Lake | Protected Data | Protected Data | Protected Data | Commercial | Solar* Rewards | 2010 | 2011 | n/a
Xcel Energy | 85 | 13781 | IOU | SRO15009 | 9.12 | Solar |  |  | Interconnected | Goodhue | Protected Data | Protected Data | Protected Data | Residential | Solar* Rewards | 2010 | 2011 | n/a
Xcel Energy | 85 | 13781 | IOU | SRO15044 | 10.2 | Solar |  |  | Interconnected | Mankato | Protected Data | Protected Data | Protected Data | Commercial | Solar* Rewards | 2010 | 2011 | n/a
Xcel Energy | 85 | 13781 | IOU | SRO15045 | 10 | Solar |  |  | Interconnected | Minneapolis | Protected Data | Protected Data | Protected Data | Commercial | Solar* Rewards | 2010 | 2011 | n/a
Xcel Energy | 85 | 13781 | IOU | SRO15092 | 2.52 | Solar |  |  | Interconnected | Champlin | Protected Data | Protected Data | Protected Data | Residential | Solar* Rewards | 2010 | 2010 | n/a
Xcel Energy | 85 | 13781 | IOU | SRO15094 | 1.29 | Solar |  |  | Interconnected | Minneapolis | Protected Data | Protected Data | Protected Data | Residential | Solar* Rewards | 2011 | 2011 | n/a
Xcel Energy | 85 | 13781 | IOU | SRO15096 | 3.04 | Solar |  |  | Interconnected | Minneapolis | Protected Data | Protected Data | Protected Data | Residential | Solar* Rewards | 2010 | 2010 | n/a
Xcel Energy | 85 | 13781 | IOU | SRO15171 | 9.995 | Solar |  |  | Interconnected | Maplewood | Protected Data | Protected Data | Protected Data | Commercial | Solar* Rewards | 2010 | 2011 | n/a
Xcel Energy | 85 | 13781 | IOU | SRO15277 | 9.12 | Solar |  |  | Interconnected | Lester Prairie | Protected Data | Protected Data | Protected Data | Commercial | Solar* Rewards | 2010 | 2010 | n/a
Xcel Energy | 85 | 13781 | IOU | SRO15279 | 2.09 | Solar |  |  | Interconnected | Minneapolis | Protected Data | Protected Data | Protected Data | Residential | Solar* Rewards | 2010 | 2010 | n/a
Xcel Energy | 85 | 13781 | IOU | SRO15376 | 8 | Solar |  |  | Interconnected | Courtland | Protected Data | Protected Data | Protected Data | Residential | Solar* Rewards | 2010 | 2010 | n/a
Xcel Energy | 85 | 13781 | IOU | SRO15387 | 3.36 | Solar |  |  | Interconnected | Mankato | Protected Data | Protected Data | Protected Data | Residential | Solar* Rewards | 2010 | 2010 | n/a
Xcel Energy | 85 | 13781 | IOU | SRO15401 | 9.995 | Solar |  |  | Interconnected | Savage | Protected Data | Protected Data | Protected Data | Commercial | Solar* Rewards | 2010 | 2013 | n/a
Xcel Energy | 85 | 13781 | IOU | SRO15409 | 2.7 | Solar |  |  | Interconnected | Northfield | Protected Data | Protected Data | Protected Data | Residential | Solar* Rewards | 2010 | 2010 | n/a
Xcel Energy | 85 | 13781 | IOU | SRO15468 | 5 | Solar |  |  | Interconnected | Minneapolis | Protected Data | Protected Data | Protected Data | Residential | Solar* Rewards | 2011 | 2012 | n/a
Xcel Energy | 85 | 13781 | IOU | SRO15471 | 2.94 | Solar |  |  | Interconnected | Rogers | Protected Data | Protected Data | Protected Data | Residential | Solar* Rewards | 2010 | 2013 | n/a
Xcel Energy | 85 | 13781 | IOU | SRO15509 | 4 | Solar |  |  | Interconnected | Lino Lakes | Protected Data | Protected Data | Protected Data | Residential | Solar* Rewards | 2010 | 2011 | n/a
Xcel Energy | 85 | 13781 | IOU | SRO15512 | 40 | Solar |  |  | Interconnected | Minneapolis | Protected Data | Protected Data | Protected Data | Commercial | Solar* Rewards | 2010 | 2011 | n/a
Xcel Energy | 85 | 13781 | IOU | SRO15526 | 20 | Solar |  |  | Interconnected | Minneapolis | Protected Data | Protected Data | Protected Data | Commercial | Solar* Rewards | 2010 | 2013 | n/a
Xcel Energy | 85 | 13781 | IOU | SRO15547 | 6.46 | Solar |  |  | Interconnected | Minneapolis | Protected Data | Protected Data | Protected Data | Commercial | Solar* Rewards | 2010 | 2011 | n/a
Xcel Energy | 85 | 13781 | IOU | SRO15558 | 40 | Solar |  |  | Interconnected | Bloomington | Protected Data | Protected Data | Protected Data | Commercial | Solar* Rewards | 2010 | 2012 | n/a
Xcel Energy | 85 | 13781 | IOU | SRO15561 | 40 | Solar |  |  | Interconnected | Fridley | Protected Data | Protected Data | Protected Data | Commercial | Solar* Rewards | 2010 | 2010 | n/a
Xcel Energy | 85 | 13781 | IOU | SRO15564 | 40 | Solar |  |  | Interconnected | Fridley | Protected Data | Protected Data | Protected Data | Commercial | Solar* Rewards | 2010 | 2011 | n/a
Xcel Energy | 85 | 13781 | IOU | SRO15565 | 40 | Solar |  |  | Interconnected | Bloomington | Protected Data | Protected Data | Protected Data | Commercial | Solar* Rewards | 2010 | 2011 | n/a
Xcel Energy | 85 | 13781 | IOU | SRO15567 | 40 | Solar |  |  | Interconnected | New Hope | Protected Data | Protected Data | Protected Data | Commercial | Solar* Rewards | 2010 | 2010 | n/a
Xcel Energy | 85 | 13781 | IOU | SRO15568 | 40 | Solar |  |  | Interconnected | Eagan | Protected Data | Protected Data | Protected Data | Commercial | Solar* Rewards | 2010 | 2011 | n/a
Xcel Energy | 85 | 13781 | IOU | SRO15569 | 40 | Solar |  |  | Interconnected | Golden Valley | Protected Data | Protected Data | Protected Data | Commercial | Solar* Rewards | 2010 | 2011 | n/a
Xcel Energy | 85 | 13781 | IOU | SRO15571 | 15 | Solar |  |  | Interconnected | Minneapolis | Protected Data | Protected Data | Protected Data | Commercial | Solar* Rewards | 2010 | 2010 | n/a
Xcel Energy | 85 | 13781 | IOU | SRO15576 | 10 | Solar |  |  | Interconnected | Lakeville | Protected Data | Protected Data | Protected Data | Commercial | Solar* Rewards | 2010 | 2011 | n/a
Xcel Energy | 85 | 13781 | IOU | SRO15577 | 10 | Solar |  |  | Interconnected | West Saint Paul | Protected Data | Protected Data | Protected Data | Commercial | Solar* Rewards | 2010 | 2010 | n/a
Xcel Energy | 85 | 13781 | IOU | SRO15579 | 10 | Solar |  |  | Interconnected | Minneapolis | Protected Data | Protected Data | Protected Data | Commercial | Solar* Rewards | 2010 | 2010 | n/a
Xcel Energy | 85 | 13781 | IOU | SRO15581 | 10 | Solar |  |  | Interconnected | Minneapolis | Protected Data | Protected Data | Protected Data | Commercial | Solar* Rewards | 2010 | 2010 | n/a
Xcel Energy | 85 | 13781 | IOU | SRO15582 | 10 | Solar |  |  | Interconnected | Saint Paul | Protected Data | Protected Data | Protected Data | Commercial | Solar* Rewards | 2010 | 2010 | n/a
Xcel Energy | 85 | 13781 | IOU | SRO15583 | 10 | Solar |  |  | Interconnected | Saint Paul | Protected Data | Protected Data | Protected Data | Commercial | Solar* Rewards | 2010 | 2010 | n/a
Xcel Energy | 85 | 13781 | IOU | SRO15584 | 10 | Solar |  |  | Interconnected | Saint Paul | Protected Data | Protected Data | Protected Data | Commercial | Solar* Rewards | 2010 | 2013 | n/a
Xcel Energy | 85 | 13781 | IOU | SRO15585 | 10 | Solar |  |  | Interconnected | Bloomington | Protected Data | Protected Data | Protected Data | Commercial | Solar* Rewards | 2010 | 2010 | n/a
Xcel Energy | 85 | 13781 | IOU | SRO15586 | 10 | Solar |  |  | Interconnected | Eden Prairie | Protected Data | Protected Data | Protected Data | Commercial | Solar* Rewards | 2010 | 2010 | n/a
Xcel Energy | 85 | 13781 | IOU | SRO15588 | 10 | Solar |  |  | Interconnected | Minneapolis | Protected Data | Protected Data | Protected Data | Commercial | Solar* Rewards | 2010 | 2011 | n/a
Xcel Energy | 85 | 13781 | IOU | SRO15589 | 19.35 | Solar |  |  | Interconnected | Saint Louis Park | Protected Data | Protected Data | Protected Data | Commercial | Solar* Rewards | 2010 | 2013 | n/a
Xcel Energy | 85 | 13781 | IOU | SRO15617 | 2.28 | Solar |  |  | Interconnected | Saint Paul | Protected Data | Protected Data | Protected Data | Residential | Solar* Rewards | 2010 | 2010 | n/a
Xcel Energy | 85 | 13781 | IOU | SRO15618 | 4.2 | Solar |  |  | Interconnected | Saint Paul | Protected Data | Protected Data | Protected Data | Residential | Solar* Rewards | 2010 | 2013 | n/a
Xcel Energy | 85 | 13781 | IOU | SRO15633 | 7 | Solar |  |  | Interconnected | Saint Paul | Protected Data | Protected Data | Protected Data | Residential | Solar* Rewards | 2010 | 2011 | n/a
Xcel Energy | 85 | 13781 | IOU | SRO15647 | 4.2 | Solar |  |  | Interconnected | Marine On Saint Croix | Protected Data | Protected Data | Protected Data | Residential | Solar* Rewards | 2010 | 2011 | n/a
Xcel Energy | 85 | 13781 | IOU | SRO15702 | 2.5 | Solar |  |  | Interconnected | Plymouth | Protected Data | Protected Data | Protected Data | Residential | Solar* Rewards | 2010 | 2011 | n/a
Xcel Energy | 85 | 13781 | IOU | SRO15703 | 10 | Solar |  |  | Interconnected | Minneapolis | Protected Data | Protected Data | Protected Data | Commercial | Solar* Rewards | 2010 | 2015 | n/a
Xcel Energy | 85 | 13781 | IOU | SRO15750 | 2.5 | Solar |  |  | Interconnected | Savage | Protected Data | Protected Data | Protected Data | Residential | Solar* Rewards | 2010 | 2011 | n/a
Xcel Energy | 85 | 13781 | IOU | SRO15758 | 5 | Solar |  |  | Interconnected | Minneapolis | Protected Data | Protected Data | Protected Data | Commercial | Solar* Rewards | 2010 | 2011 | n/a
Xcel Energy | 85 | 13781 | IOU | SRO15766 | 15 | Solar |  |  | Interconnected | Farmington | Protected Data | Protected Data | Protected Data | Commercial | Solar* Rewards | 2010 | 2012 | n/a
Xcel Energy | 85 | 13781 | IOU | SRO15768 | 15 | Solar |  |  | Interconnected | Farmington | Protected Data | Protected Data | Protected Data | Commercial | Solar* Rewards | 2010 | 2012 | n/a
Xcel Energy | 85 | 13781 | IOU | SRO15771 | 15 | Solar |  |  | Interconnected | Farmington | Protected Data | Protected Data | Protected Data | Commercial | Solar* Rewards | 2010 | 2014 | n/a
Xcel Energy | 85 | 13781 | IOU | SRO15789 | 15 | Solar |  |  | Interconnected | Maple Grove | Protected Data | Protected Data | Protected Data | Commercial | Solar* Rewards | 2010 | 2015 | n/a
Xcel Energy | 85 | 13781 | IOU | SRO15791 | 3.04 | Solar |  |  | Interconnected | Saint Paul | Protected Data | Protected Data | Protected Data | Residential | Solar* Rewards | 2010 | 2011 | n/a
Xcel Energy | 85 | 13781 | IOU | SRO15794 | 13.8 | Solar |  |  | Interconnected | Marine On Saint Croix | Protected Data | Protected Data | Protected Data | Commercial | Solar* Rewards | 2010 | 2011 | n/a
Xcel Energy | 85 | 13781 | IOU | SRO15797 | 40 | Solar |  |  | Interconnected | Woodbury | Protected Data | Protected Data | Protected Data | Commercial | Solar* Rewards | 2010 | 2013 | n/a
Xcel Energy | 85 | 13781 | IOU | SRO15800 | 0.84 | Solar |  |  | Interconnected | Mankato | Protected Data | Protected Data | Protected Data | Residential | Solar* Rewards | 2010 | 2010 | n/a
Xcel Energy | 85 | 13781 | IOU | SRO15812 | 40 | Solar |  |  | Interconnected | Woodbury | Protected Data | Protected Data | Protected Data | Commercial | Solar* Rewards | 2010 | 2011 | n/a
Xcel Energy | 85 | 13781 | IOU | SRO15813 | 40 | Solar |  |  | Interconnected | Woodbury | Protected Data | Protected Data | Protected Data | Commercial | Solar* Rewards | 2010 | 2011 | n/a
Xcel Energy | 85 | 13781 | IOU | SRO15865 | 0.57 | Solar |  |  | Interconnected | Minneapolis | Protected Data | Protected Data | Protected Data | Residential | Solar* Rewards | 2010 | 2013 | n/a
Xcel Energy | 85 | 13781 | IOU | SRO15867 | 3.36 | Solar |  |  | Interconnected | Lake Wilson | Protected Data | Protected Data | Protected Data | Residential | Solar* Rewards | 2010 | 2011 | n/a
Xcel Energy | 85 | 13781 | IOU | SRO15939 | 5.2 | Solar |  |  | Interconnected | Scandia | Protected Data | Protected Data | Protected Data | Residential | Solar* Rewards | 2010 | 2013 | n/a
Xcel Energy | 85 | 13781 | IOU | SRO15999 | 4 | Solar |  |  | Interconnected | Clear Lake | Protected Data | Protected Data | Protected Data | Residential | Solar* Rewards | 2011 | 2011 | n/a
Xcel Energy | 85 | 13781 | IOU | SRO16099 | 40 | Solar |  |  | Interconnected | Burnsville | Protected Data | Protected Data | Protected Data | Commercial | Solar* Rewards | 2010 | 2011 | n/a
Xcel Energy | 85 | 13781 | IOU | SRO16163 | 9.12 | Solar |  |  | Interconnected | Afton | Protected Data | Protected Data | Protected Data | Residential | Solar* Rewards | 2010 | 2011 | n/a
Xcel Energy | 85 | 13781 | IOU | SRO16253 | 8.74 | Solar |  |  | Interconnected | Saint Cloud | Protected Data | Protected Data | Protected Data | Residential | Solar* Rewards | 2010 | 2015 | n/a
Xcel Energy | 85 | 13781 | IOU | SRO16355 | 4.56 | Solar |  |  | Interconnected | Chaska | Protected Data | Protected Data | Protected Data | Residential | Solar* Rewards | 2010 | 2011 | n/a
Xcel Energy | 85 | 13781 | IOU | SRO16421 | 30 | Solar |  |  | Interconnected | Minneapolis | Protected Data | Protected Data | Protected Data | Commercial | Solar* Rewards | 2011 | 2011 | n/a
Xcel Energy | 85 | 13781 | IOU | SRO16450 | 10 | Solar |  |  | Interconnected | Minneapolis | Protected Data | Protected Data | Protected Data | Commercial | Solar* Rewards | 2011 | 2011 | n/a
Xcel Energy | 85 | 13781 | IOU | SRO16487 | 10 | Solar |  |  | Interconnected | Saint Paul | Protected Data | Protected Data | Protected Data | Commercial | Solar* Rewards | 2011 | 2011 | n/a
Xcel Energy | 85 | 13781 | IOU | SRO16504 | 2.66 | Solar |  |  | Interconnected | Saint Paul | Protected Data | Protected Data | Protected Data | Residential | Solar* Rewards | 2011 | 2011 | n/a
Xcel Energy | 85 | 13781 | IOU | SRO16507 | 5.32 | Solar |  |  | Interconnected | Northfield | Protected Data | Protected Data | Protected Data | Residential | Solar* Rewards | 2011 | 2011 | n/a
Xcel Energy | 85 | 13781 | IOU | SRO16596 | 3.36 | Solar |  |  | Interconnected | Brooklyn Park | Protected Data | Protected Data | Protected Data | Residential | Solar* Rewards | 2011 | 2013 | n/a
Xcel Energy | 85 | 13781 | IOU | SRO16667 | 4.8 | Solar |  |  | Interconnected | Minnetonka | Protected Data | Protected Data | Protected Data | Residential | Solar* Rewards | 2011 | 2011 | n/a
Xcel Energy | 85 | 13781 | IOU | SRO16714 | 11.97 | Solar |  |  | Interconnected | Paynesville | Protected Data | Protected Data | Protected Data | Residential | Solar* Rewards | 2011 | 2011 | n/a
Xcel Energy | 85 | 13781 | IOU | SRO16752 | 40 | Solar |  |  | Interconnected | Minneapolis | Protected Data | Protected Data | Protected Data | Commercial | Solar* Rewards | 2011 | 2012 | n/a
Xcel Energy | 85 | 13781 | IOU | SRO16758 | 40 | Solar |  |  | Interconnected | Saint Paul | Protected Data | Protected Data | Protected Data | Commercial | Solar* Rewards | 2011 | 2016 | n/a
Xcel Energy | 85 | 13781 | IOU | SRO17089 | 1.52 | Solar |  |  | Interconnected | Crystal | Protected Data | Protected Data | Protected Data | Commercial | Solar* Rewards | 2011 | 2012 | n/a
Xcel Energy | 85 | 13781 | IOU | SRO17090 | 35 | Solar |  |  | Interconnected | Minneapolis | Protected Data | Protected Data | Protected Data | Commercial | Solar* Rewards | 2011 | 2011 | n/a
Xcel Energy | 85 | 13781 | IOU | SRO17093 | 22.5 | Solar |  |  | Interconnected | Minneapolis | Protected Data | Protected Data | Protected Data | Commercial | Solar* Rewards | 2011 | 2011 | n/a
Xcel Energy | 85 | 13781 | IOU | SRO17101 | 4.9 | Solar |  |  | Interconnected | Brooklyn Park | Protected Data | Protected Data | Protected Data | Residential | Solar* Rewards | 2011 | 2011 | n/a
Xcel Energy | 85 | 13781 | IOU | SRO17103 | 40 | Solar |  |  | Interconnected | Fridley | Protected Data | Protected Data | Protected Data | Commercial | Solar* Rewards | 2011 | 2015 | n/a
Xcel Energy | 85 | 13781 | IOU | SRO17109 | 40 | Solar |  |  | Interconnected | Eagan | Protected Data | Protected Data | Protected Data | Commercial | Solar* Rewards | 2011 | 2011 | n/a
Xcel Energy | 85 | 13781 | IOU | SRO17134 | 2.09 | Solar |  |  | Interconnected | Stillwater | Protected Data | Protected Data | Protected Data | Residential | Solar* Rewards | 2011 | 2011 | n/a
Xcel Energy | 85 | 13781 | IOU | SRO17136 | 5.7 | Solar |  |  | Interconnected | Inver Grove Heights | Protected Data | Protected Data | Protected Data | Residential | Solar* Rewards | 2011 | 2011 | n/a
Xcel Energy | 85 | 13781 | IOU | SRO17139 | 3.8 | Solar |  |  | Interconnected | Spicer | Protected Data | Protected Data | Protected Data | Residential | Solar* Rewards | 2011 | 2011 | n/a
Xcel Energy | 85 | 13781 | IOU | SRO17140 | 4.2 | Solar |  |  | Interconnected | Excelsior | Protected Data | Protected Data | Protected Data | Residential | Solar* Rewards | 2011 | 2011 | n/a
Xcel Energy | 85 | 13781 | IOU | SRO17141 | 3.3 | Solar |  |  | Interconnected | Cold Spring | Protected Data | Protected Data | Protected Data | Residential | Solar* Rewards | 2011 | 2013 | n/a
Xcel Energy | 85 | 13781 | IOU | SRO17165 | 5 | Solar |  |  | Interconnected | Brooklyn Park | Protected Data | Protected Data | Protected Data | Commercial | Solar* Rewards | 2011 | 2012 | n/a
Xcel Energy | 85 | 13781 | IOU | SRO17170 | 29.985 | Solar |  |  | Interconnected | Bloomington | Protected Data | Protected Data | Protected Data | Commercial | Solar* Rewards | 2011 | 2011 | n/a
Xcel Energy | 85 | 13781 | IOU | SRO17744 | 7 | Solar |  |  | Interconnected | Morristown | Protected Data | Protected Data | Protected Data | Residential | Solar* Rewards | 2011 | 2011 | n/a
Xcel Energy | 85 | 13781 | IOU | SRO17745 | 4 | Solar |  |  | Interconnected | Faribault | Protected Data | Protected Data | Protected Data | Residential | Solar* Rewards | 2011 | 2011 | n/a
Xcel Energy | 85 | 13781 | IOU | SRO17790 | 30 | Solar |  |  | Interconnected | Lakeville | Protected Data | Protected Data | Protected Data | Commercial | Solar* Rewards | 2011 | 2013 | n/a
Xcel Energy | 85 | 13781 | IOU | SRO17863 | 5.13 | Solar |  |  | Interconnected | Winona | Protected Data | Protected Data | Protected Data | Commercial | Solar* Rewards | 2011 | 2016 | n/a
Xcel Energy | 85 | 13781 | IOU | SRO17870 | 7 | Solar |  |  | Interconnected | Saint Paul | Protected Data | Protected Data | Protected Data | Commercial | Solar* Rewards | 2011 | 2016 | n/a
Xcel Energy | 85 | 13781 | IOU | SRO17871 | 7 | Solar |  |  | Interconnected | Butterfield | Protected Data | Protected Data | Protected Data | Residential | Solar* Rewards | 2011 | 2011 | n/a
Xcel Energy | 85 | 13781 | IOU | SRO17904 | 5.46 | Solar |  |  | Interconnected | Mankato | Protected Data | Protected Data | Protected Data | Residential | Solar* Rewards | 2011 | 2011 | n/a
Xcel Energy | 85 | 13781 | IOU | SRO17911 | 5.13 | Solar |  |  | Interconnected | Minneapolis | Protected Data | Protected Data | Protected Data | Residential | Solar* Rewards | 2011 | 2011 | n/a
Xcel Energy | 85 | 13781 | IOU | SRO17945 | 9 | Solar |  |  | Interconnected | Eden Prairie | Protected Data | Protected Data | Protected Data | Commercial | Solar* Rewards | 2011 | 2011 | n/a
Xcel Energy | 85 | 13781 | IOU | SRO17949 | 7 | Solar |  |  | Interconnected | Wayzata | Protected Data | Protected Data | Protected Data | Residential | Solar* Rewards | 2011 | 2011 | n/a
Xcel Energy | 85 | 13781 | IOU | SRO17950 | 7.2 | Solar |  |  | Interconnected | Edina | Protected Data | Protected Data | Protected Data | Residential | Solar* Rewards | 2011 | 2011 | n/a
Xcel Energy | 85 | 13781 | IOU | SRO17952 | 1.52 | Solar |  |  | Interconnected | Brooklyn Park | Protected Data | Protected Data | Protected Data | Residential | Solar* Rewards | 2011 | 2012 | n/a
Xcel Energy | 85 | 13781 | IOU | SRO17953 | 7.8 | Solar |  |  | Interconnected | Mound | Protected Data | Protected Data | Protected Data | Residential | Solar* Rewards | 2011 | 2015 | n/a
Xcel Energy | 85 | 13781 | IOU | SRO17956 | 3 | Solar |  |  | Interconnected | Saint Louis Park | Protected Data | Protected Data | Protected Data | Residential | Solar* Rewards | 2011 | 2011 | n/a
Xcel Energy | 85 | 13781 | IOU | SRO17981 | 6.08 | Solar |  |  | Interconnected | Minnetrista | Protected Data | Protected Data | Protected Data | Residential | Solar* Rewards | 2011 | 2011 | n/a
Xcel Energy | 85 | 13781 | IOU | SRO18007 | 9.995 | Solar |  |  | Interconnected | Minneapolis | Protected Data | Protected Data | Protected Data | Residential | Solar* Rewards | 2011 | 2015 | n/a
Xcel Energy | 85 | 13781 | IOU | SRO18009 | 1.05 | Solar |  |  | Interconnected | Mankato | Protected Data | Protected Data | Protected Data | Residential | Solar* Rewards | 2011 | 2011 | n/a
Xcel Energy | 85 | 13781 | IOU | SRO18021 | 15 | Solar |  |  | Interconnected | Minneapolis | Protected Data | Protected Data | Protected Data | Commercial | Solar* Rewards | 2011 | 2011 | n/a
Xcel Energy | 85 | 13781 | IOU | SRO18022 | 6.84 | Solar |  |  | Interconnected | Wabasha | Protected Data | Protected Data | Protected Data | Residential | Solar* Rewards | 2011 | 2011 | n/a
Xcel Energy | 85 | 13781 | IOU | SRO18023 | 1.9 | Solar |  |  | Interconnected | Minneapolis | Protected Data | Protected Data | Protected Data | Residential | Solar* Rewards | 2011 | 2011 | n/a
Xcel Energy | 85 | 13781 | IOU | SRO18024 | 4.515 | Solar |  |  | Interconnected | Minneapolis | Protected Data | Protected Data | Protected Data | Residential | Solar* Rewards | 2011 | 2013 | n/a
Xcel Energy | 85 | 13781 | IOU | SRO18029 | 1.759 | Solar |  |  | Interconnected | Lino Lakes | Protected Data | Protected Data | Protected Data | Residential | Solar* Rewards | 2011 | 2011 | n/a
Xcel Energy | 85 | 13781 | IOU | SRO18035 | 5.32 | Solar |  |  | Interconnected | White Bear Lake | Protected Data | Protected Data | Protected Data | Residential | Solar* Rewards | 2011 | 2011 | n/a
Xcel Energy | 85 | 13781 | IOU | SRO18054 | 5.1 | Solar |  |  | Interconnected | Minneapolis | Protected Data | Protected Data | Protected Data | Residential | Solar* Rewards | 2011 | 2011 | n/a
Xcel Energy | 85 | 13781 | IOU | SRO18086 | 4 | Solar |  |  | Interconnected | Starbuck | Protected Data | Protected Data | Protected Data | Residential | Solar* Rewards | 2011 | 2015 | n/a
Xcel Energy | 85 | 13781 | IOU | SRO18099 | 3.23 | Solar |  |  | Interconnected | Fridley | Protected Data | Protected Data | Protected Data | Residential | Solar* Rewards | 2011 | 2011 | n/a
Xcel Energy | 85 | 13781 | IOU | SRO18104 | 10 | Solar |  |  | Interconnected | Paynesville | Protected Data | Protected Data | Protected Data | Residential | Solar* Rewards | 2011 | 2011 | n/a
Xcel Energy | 85 | 13781 | IOU | SRO18125 | 36.55 | Solar |  |  | Interconnected | West Concord | Protected Data | Protected Data | Protected Data | Residential | Solar* Rewards | 2011 | 2012 | n/a
Xcel Energy | 85 | 13781 | IOU | SRO18131 | 5.04 | Solar |  |  | Interconnected | Cold Spring | Protected Data | Protected Data | Protected Data | Residential | Solar* Rewards | 2011 | 2011 | n/a
Xcel Energy | 85 | 13781 | IOU | SRO18190 | 3.6 | Solar |  |  | Interconnected | Monticello | Protected Data | Protected Data | Protected Data | Residential | Solar* Rewards | 2011 | 2011 | n/a
Xcel Energy | 85 | 13781 | IOU | SRO18193 | 21.07 | Solar |  |  | Interconnected | Saint Paul | Protected Data | Protected Data | Protected Data | Commercial | Solar* Rewards | 2011 | 2012 | n/a
Xcel Energy | 85 | 13781 | IOU | SRO18196 | 5.13 | Solar |  |  | Interconnected | Delano | Protected Data | Protected Data | Protected Data | Residential | Solar* Rewards | 2011 | 2015 | n/a
Xcel Energy | 85 | 13781 | IOU | SRO18215 | 1.05 | Solar |  |  | Interconnected | Marine On Saint Croix | Protected Data | Protected Data | Protected Data | Residential | Solar* Rewards | 2011 | 2011 | n/a
Xcel Energy | 85 | 13781 | IOU | SRO18219 | 9.2 | Solar |  |  | Interconnected | Lake Elmo | Protected Data | Protected Data | Protected Data | Commercial | Solar* Rewards | 2011 | 2011 | n/a
Xcel Energy | 85 | 13781 | IOU | SRO18220 | 8 | Solar |  |  | Interconnected | Red Wing | Protected Data | Protected Data | Protected Data | Residential | Solar* Rewards | 2011 | 2011 | n/a
Xcel Energy | 85 | 13781 | IOU | SRO18237 | 5.7 | Solar |  |  | Interconnected | Afton | Protected Data | Protected Data | Protected Data | Residential | Solar* Rewards | 2011 | 2011 | n/a
Xcel Energy | 85 | 13781 | IOU | SRO18267 | 5.25 | Solar |  |  | Interconnected | Edina | Protected Data | Protected Data | Protected Data | Residential | Solar* Rewards | 2011 | 2013 | n/a
Xcel Energy | 85 | 13781 | IOU | SRO18301 | 15 | Solar |  |  | Interconnected | Hamel | Protected Data | Protected Data | Protected Data | Commercial | Solar* Rewards | 2011 | 2012 | n/a
Xcel Energy | 85 | 13781 | IOU | SRO18309 | 2.66 | Solar |  |  | Interconnected | Inver Grove Heights | Protected Data | Protected Data | Protected Data | Residential | Solar* Rewards | 2011 | 2011 | n/a
Xcel Energy | 85 | 13781 | IOU | SRO18337 | 3.42 | Solar |  |  | Interconnected | Minneapolis | Protected Data | Protected Data | Protected Data | Residential | Solar* Rewards | 2011 | 2011 | n/a
Xcel Energy | 85 | 13781 | IOU | SRO18338 | 5.13 | Solar |  |  | Interconnected | Saint Paul | Protected Data | Protected Data | Protected Data | Residential | Solar* Rewards | 2011 | 2011 | n/a
Xcel Energy | 85 | 13781 | IOU | SRO18349 | 7.6 | Solar |  |  | Interconnected | Brooklyn Center | Protected Data | Protected Data | Protected Data | Residential | Solar* Rewards | 2011 | 2011 | n/a
Xcel Energy | 85 | 13781 | IOU | SRO18351 | 5.16 | Solar |  |  | Interconnected | Eden Prairie | Protected Data | Protected Data | Protected Data | Residential | Solar* Rewards | 2011 | 2011 | n/a
Xcel Energy | 85 | 13781 | IOU | SRO18353 | 1.72 | Solar |  |  | Interconnected | Minneapolis | Protected Data | Protected Data | Protected Data | Residential | Solar* Rewards | 2011 | 2011 | n/a
Xcel Energy | 85 | 13781 | IOU | SRO18363 | 11.15 | Solar |  |  | Interconnected | Minneapolis | Protected Data | Protected Data | Protected Data | Residential | Solar* Rewards | 2011 | 2011 | n/a
Xcel Energy | 85 | 13781 | IOU | SRO18370 | 10.26 | Solar |  |  | Interconnected | Golden Valley | Protected Data | Protected Data | Protected Data | Residential | Solar* Rewards | 2011 | 2011 | n/a
Xcel Energy | 85 | 13781 | IOU | SRO18388 | 5 | Solar |  |  | Interconnected | Minneapolis | Protected Data | Protected Data | Protected Data | Residential | Solar* Rewards | 2011 | 2011 | n/a
Xcel Energy | 85 | 13781 | IOU | SRO18400 | 3.42 | Solar |  |  | Interconnected | Minnetonka | Protected Data | Protected Data | Protected Data | Residential | Solar* Rewards | 2011 | 2012 | n/a
Xcel Energy | 85 | 13781 | IOU | SRO18412 | 2.43 | Solar |  |  | Interconnected | Oakdale | Protected Data | Protected Data | Protected Data | Residential | Solar* Rewards | 2011 | 2011 | n/a
Xcel Energy | 85 | 13781 | IOU | SRO18421 | 35 | Solar |  |  | Interconnected | Saint Paul | Protected Data | Protected Data | Protected Data | Commercial | Solar* Rewards | 2011 | 2011 | n/a
Xcel Energy | 85 | 13781 | IOU | SRO18422 | 5 | Solar |  |  | Interconnected | Saint Paul | Protected Data | Protected Data | Protected Data | Commercial | Solar* Rewards | 2011 | 2011 | n/a
Xcel Energy | 85 | 13781 | IOU | SRO18423 | 35 | Solar |  |  | Interconnected | Saint Paul | Protected Data | Protected Data | Protected Data | Commercial | Solar* Rewards | 2011 | 2012 | n/a
Xcel Energy | 85 | 13781 | IOU | SRO18424 | 35 | Solar |  |  | Interconnected | Saint Paul | Protected Data | Protected Data | Protected Data | Commercial | Solar* Rewards | 2011 | 2011 | n/a
Xcel Energy | 85 | 13781 | IOU | SRO18434 | 40 | Solar |  |  | Interconnected | Plato | Protected Data | Protected Data | Protected Data | Commercial | Solar* Rewards | 2011 | 2012 | n/a
Xcel Energy | 85 | 13781 | IOU | SRO18446 | 4.94 | Solar |  |  | Interconnected | Shorewood | Protected Data | Protected Data | Protected Data | Residential | Solar* Rewards | 2011 | 2013 | n/a
Xcel Energy | 85 | 13781 | IOU | SRO18456 | 1.14 | Solar |  |  | Interconnected | Woodbury | Protected Data | Protected Data | Protected Data | Residential | Solar* Rewards | 2011 | 2011 | n/a
Xcel Energy | 85 | 13781 | IOU | SRO18462 | 10 | Solar |  |  | Interconnected | Eden Prairie | Protected Data | Protected Data | Protected Data | Commercial | Solar* Rewards | 2011 | 2012 | n/a
Xcel Energy | 85 | 13781 | IOU | SRO18478 | 45 | Solar |  |  | Interconnected | Plymouth | Protected Data | Protected Data | Protected Data | Commercial | Solar* Rewards | 2011 | 2012 | n/a
Xcel Energy | 85 | 13781 | IOU | SRO18487 | 3.44 | Solar |  |  | Interconnected | Minneapolis | Protected Data | Protected Data | Protected Data | Residential | Solar* Rewards | 2011 | 2012 | n/a
Xcel Energy | 85 | 13781 | IOU | SRO18498 | 1.505 | Solar |  |  | Interconnected | Minneapolis | Protected Data | Protected Data | Protected Data | Residential | Solar* Rewards | 2011 | 2011 | n/a
Xcel Energy | 85 | 13781 | IOU | SRO18505 | 1.935 | Solar |  |  | Interconnected | Roseville | Protected Data | Protected Data | Protected Data | Residential | Solar* Rewards | 2011 | 2011 | n/a
Xcel Energy | 85 | 13781 | IOU | SRO18525 | 2.28 | Solar |  |  | Interconnected | Northfield | Protected Data | Protected Data | Protected Data | Residential | Solar* Rewards | 2011 | 2011 | n/a
Xcel Energy | 85 | 13781 | IOU | SRO18537 | 9 | Solar |  |  | Interconnected | Watertown | Protected Data | Protected Data | Protected Data | Commercial | Solar* Rewards | 2011 | 2011 | n/a
Xcel Energy | 85 | 13781 | IOU | SRO18540 | 4.5 | Solar |  |  | Interconnected | Plymouth | Protected Data | Protected Data | Protected Data | Residential | Solar* Rewards | 2011 | 2011 | n/a
Xcel Energy | 85 | 13781 | IOU | SRO18548 | 7 | Solar |  |  | Interconnected | Minneapolis | Protected Data | Protected Data | Protected Data | Commercial | Solar* Rewards | 2011 | 2011 | n/a
Xcel Energy | 85 | 13781 | IOU | SRO18556 | 40 | Solar |  |  | Interconnected | Shoreview | Protected Data | Protected Data | Protected Data | Commercial | Solar* Rewards | 2011 | 2012 | n/a
Xcel Energy | 85 | 13781 | IOU | SRO18557 | 40 | Solar |  |  | Interconnected | Fridley | Protected Data | Protected Data | Protected Data | Commercial | Solar* Rewards | 2011 | 2012 | n/a
Xcel Energy | 85 | 13781 | IOU | SRO18570 | 6.15 | Solar |  |  | Interconnected | Stillwater | Protected Data | Protected Data | Protected Data | Residential | Solar* Rewards | 2011 | 2011 | n/a
Xcel Energy | 85 | 13781 | IOU | SRO18579 | 3.01 | Solar |  |  | Interconnected | Mound | Protected Data | Protected Data | Protected Data | Residential | Solar* Rewards | 2011 | 2011 | n/a
Xcel Energy | 85 | 13781 | IOU | SRO18596 | 45 | Solar |  |  | Interconnected | Hastings | Protected Data | Protected Data | Protected Data | Commercial | Solar* Rewards | 2012 | 2012 | n/a
Xcel Energy | 85 | 13781 | IOU | SRO18597 | 6 | Solar |  |  | Interconnected | Minneapolis | Protected Data | Protected Data | Protected Data | Residential | Solar* Rewards | 2011 | 2011 | n/a
Xcel Energy | 85 | 13781 | IOU | SRO18613 | 2.15 | Solar |  |  | Interconnected | Minneapolis | Protected Data | Protected Data | Protected Data | Residential | Solar* Rewards | 2011 | 2011 | n/a
Xcel Energy | 85 | 13781 | IOU | SRO18621 | 8 | Solar |  |  | Interconnected | Stillwater | Protected Data | Protected Data | Protected Data | Residential | Solar* Rewards | 2011 | 2011 | n/a
Xcel Energy | 85 | 13781 | IOU | SRO18651 | 27 | Solar |  |  | Interconnected | Edina | Protected Data | Protected Data | Protected Data | Commercial | Solar* Rewards | 2011 | 2012 | n/a
Xcel Energy | 85 | 13781 | IOU | SRO18663 | 4.5 | Solar |  |  | Interconnected | Minneapolis | Protected Data | Protected Data | Protected Data | Residential | Solar* Rewards | 2011 | 2012 | n/a
Xcel Energy | 85 | 13781 | IOU | SRO18670 | 3.15 | Solar |  |  | Interconnected | Mankato | Protected Data | Protected Data | Protected Data | Residential | Solar* Rewards | 2011 | 2011 | n/a
Xcel Energy | 85 | 13781 | IOU | SRO18675 | 2.365 | Solar |  |  | Interconnected | Woodbury | Protected Data | Protected Data | Protected Data | Residential | Solar* Rewards | 2011 | 2011 | n/a
Xcel Energy | 85 | 13781 | IOU | SRO18682 | 45.6 | Solar |  |  | Interconnected | Center City | Protected Data | Protected Data | Protected Data | Commercial | Solar* Rewards | 2011 | 2012 | n/a
Xcel Energy | 85 | 13781 | IOU | SRO18704 | 4.945 | Solar |  |  | Interconnected | Minneapolis | Protected Data | Protected Data | Protected Data | Residential | Solar* Rewards | 2011 | 2011 | n/a
Xcel Energy | 85 | 13781 | IOU | SRO18710 | 40 | Solar |  |  | Interconnected | Saint Paul | Protected Data | Protected Data | Protected Data | Commercial | Solar* Rewards | 2011 | 2012 | n/a
Xcel Energy | 85 | 13781 | IOU | SRO18712 | 5 | Solar |  |  | Interconnected | Saint Louis Park | Protected Data | Protected Data | Protected Data | Commercial | Solar* Rewards | 2011 | 2013 | n/a
Xcel Energy | 85 | 13781 | IOU | SRO18716 | 0.86 | Solar |  |  | Interconnected | Bloomington | Protected Data | Protected Data | Protected Data | Residential | Solar* Rewards | 2011 | 2011 | n/a
Xcel Energy | 85 | 13781 | IOU | SRO18729 | 0.86 | Solar |  |  | Interconnected | Sauk Rapids | Protected Data | Protected Data | Protected Data | Residential | Solar* Rewards | 2011 | 2013 | n/a
Xcel Energy | 85 | 13781 | IOU | SRO18732 | 45 | Solar |  |  | Interconnected | Maplewood | Protected Data | Protected Data | Protected Data | Commercial | Solar* Rewards | 2011 | 2014 | n/a
Xcel Energy | 85 | 13781 | IOU | SRO18794 | 2.58 | Solar |  |  | Interconnected | Minneapolis | Protected Data | Protected Data | Protected Data | Residential | Solar* Rewards | 2011 | 2012 | n/a
Xcel Energy | 85 | 13781 | IOU | SRO18830 | 4 | Solar |  |  | Interconnected | Saint Paul | Protected Data | Protected Data | Protected Data | Commercial | Solar* Rewards | 2011 | 2012 | n/a
Xcel Energy | 85 | 13781 | IOU | SRO18835 | 4.2 | Solar |  |  | Interconnected | Brooklyn Park | Protected Data | Protected Data | Protected Data | Residential | Solar* Rewards | 2011 | 2012 | n/a
Xcel Energy | 85 | 13781 | IOU | SRO18851 | 45 | Solar |  |  | Interconnected | Oakdale | Protected Data | Protected Data | Protected Data | Commercial | Solar* Rewards | 2011 | 2012 | n/a
Xcel Energy | 85 | 13781 | IOU | SRO18904 | 2.28 | Solar |  |  | Interconnected | Minneapolis | Protected Data | Protected Data | Protected Data | Residential | Solar* Rewards | 2011 | 2011 | n/a
Xcel Energy | 85 | 13781 | IOU | SRO18906 | 21 | Solar |  |  | Interconnected | Raymond | Protected Data | Protected Data | Protected Data | Residential | Solar* Rewards | 2011 | 2012 | n/a
Xcel Energy | 85 | 13781 | IOU | SRO18907 | 34.2 | Solar |  |  | Interconnected | Raymond | Protected Data | Protected Data | Protected Data | Commercial | Solar* Rewards | 2011 | 2012 | n/a
Xcel Energy | 85 | 13781 | IOU | SRO18918 | 8 | Solar |  |  | Interconnected | Marine On Saint Croix | Protected Data | Protected Data | Protected Data | Residential | Solar* Rewards | 2011 | 2011 | n/a
Xcel Energy | 85 | 13781 | IOU | SRO18927 | 2.09 | Solar |  |  | Interconnected | Minneapolis | Protected Data | Protected Data | Protected Data | Residential | Solar* Rewards | 2011 | 2011 | n/a
Xcel Energy | 85 | 13781 | IOU | SRO18942 | 30 | Solar |  |  | Interconnected | Woodbury | Protected Data | Protected Data | Protected Data | Commercial | Solar* Rewards | 2011 | 2013 | n/a
Xcel Energy | 85 | 13781 | IOU | SRO18949 | 40 | Solar |  |  | Interconnected | Bloomington | Protected Data | Protected Data | Protected Data | Commercial | Solar* Rewards | 2011 | 2011 | n/a
Xcel Energy | 85 | 13781 | IOU | SRO18957 | 15 | Solar |  |  | Interconnected | Wabasha | Protected Data | Protected Data | Protected Data | Residential | Solar* Rewards | 2011 | 2011 | n/a
Xcel Energy | 85 | 13781 | IOU | SRO18976 | 2 | Solar |  |  | Interconnected | Minneapolis | Protected Data | Protected Data | Protected Data | Residential | Solar* Rewards | 2011 | 2011 | n/a
Xcel Energy | 85 | 13781 | IOU | SRO18997 | 45 | Solar |  |  | Interconnected | Falcon Heights | Protected Data | Protected Data | Protected Data | Commercial | Solar* Rewards | 2011 | 2012 | n/a
Xcel Energy | 85 | 13781 | IOU | SRO19002 | 45.6 | Solar |  |  | Interconnected | La Crescent | Protected Data | Protected Data | Protected Data | Commercial | Solar* Rewards | 2011 | 2012 | n/a
Xcel Energy | 85 | 13781 | IOU | SRO19005 | 40 | Solar |  |  | Interconnected | Minneapolis | Protected Data | Protected Data | Protected Data | Commercial | Solar* Rewards | 2011 | 2012 | n/a
Xcel Energy | 85 | 13781 | IOU | SRO19008 | 29.985 | Solar |  |  | Interconnected | Winona | Protected Data | Protected Data | Protected Data | Commercial | Solar* Rewards | 2011 | 2012 | n/a
Xcel Energy | 85 | 13781 | IOU | SRO19011 | 3 | Solar |  |  | Interconnected | Saint Paul | Protected Data | Protected Data | Protected Data | Residential | Solar* Rewards | 2011 | 2012 | n/a
Xcel Energy | 85 | 13781 | IOU | SRO19012 | 3.6 | Solar |  |  | Interconnected | Minneapolis | Protected Data | Protected Data | Protected Data | Residential | Solar* Rewards | 2011 | 2011 | n/a
Xcel Energy | 85 | 13781 | IOU | SRO19024 | 3.6 | Solar |  |  | Interconnected | Minneapolis | Protected Data | Protected Data | Protected Data | Residential | Solar* Rewards | 2011 | 2011 | n/a
Xcel Energy | 85 | 13781 | IOU | SRO19025 | 3 | Solar |  |  | Interconnected | Saint Paul | Protected Data | Protected Data | Protected Data | Residential | Solar* Rewards | 2011 | 2011 | n/a
Xcel Energy | 85 | 13781 | IOU | SRO19028 | 6 | Solar |  |  | Interconnected | Saint Paul | Protected Data | Protected Data | Protected Data | Residential | Solar* Rewards | 2011 | 2011 | n/a
Xcel Energy | 85 | 13781 | IOU | SRO19030 | 3 | Solar |  |  | Interconnected | Saint Paul | Protected Data | Protected Data | Protected Data | Residential | Solar* Rewards | 2011 | 2012 | n/a
Xcel Energy | 85 | 13781 | IOU | SRO19035 | 6 | Solar |  |  | Interconnected | Edina | Protected Data | Protected Data | Protected Data | Residential | Solar* Rewards | 2011 | 2011 | n/a
Xcel Energy | 85 | 13781 | IOU | SRO19036 | 6.02 | Solar |  |  | Interconnected | Minneapolis | Protected Data | Protected Data | Protected Data | Residential | Solar* Rewards | 2011 | 2011 | n/a
Xcel Energy | 85 | 13781 | IOU | SRO19047 | 6 | Solar |  |  | Interconnected | Minneapolis | Protected Data | Protected Data | Protected Data | Residential | Solar* Rewards | 2011 | 2011 | n/a
Xcel Energy | 85 | 13781 | IOU | SRO19049 | 9.12 | Solar |  |  | Interconnected | Afton | Protected Data | Protected Data | Protected Data | Residential | Solar* Rewards | 2011 | 2012 | n/a
Xcel Energy | 85 | 13781 | IOU | SRO19067 | 1.52 | Solar |  |  | Interconnected | Hopkins | Protected Data | Protected Data | Protected Data | Residential | Solar* Rewards | 2011 | 2011 | n/a
Xcel Energy | 85 | 13781 | IOU | SRO19068 | 40 | Solar |  |  | Interconnected | Golden Valley | Protected Data | Protected Data | Protected Data | Commercial | Solar* Rewards | 2011 | 2013 | n/a
Xcel Energy | 85 | 13781 | IOU | SRO19070 | 30 | Solar |  |  | Interconnected | Minneapolis | Protected Data | Protected Data | Protected Data | Commercial | Solar* Rewards | 2011 | 2015 | n/a
Xcel Energy | 85 | 13781 | IOU | SRO19073 | 1.935 | Solar |  |  | Interconnected | Minneapolis | Protected Data | Protected Data | Protected Data | Residential | Solar* Rewards | 2011 | 2012 | n/a
Xcel Energy | 85 | 13781 | IOU | SRO19074 | 40 | Solar |  |  | Interconnected | Minneapolis | Protected Data | Protected Data | Protected Data | Commercial | Solar* Rewards | 2011 | 2011 | n/a
Xcel Energy | 85 | 13781 | IOU | SRO19080 | 2.58 | Solar |  |  | Interconnected | Saint Paul | Protected Data | Protected Data | Protected Data | Residential | Solar* Rewards | 2011 | 2012 | n/a
Xcel Energy | 85 | 13781 | IOU | SRO19095 | 3.8 | Solar |  |  | Interconnected | Minnetonka | Protected Data | Protected Data | Protected Data | Residential | Solar* Rewards | 2011 | 2011 | n/a
Xcel Energy | 85 | 13781 | IOU | SRO19098 | 6 | Solar |  |  | Interconnected | Richfield | Protected Data | Protected Data | Protected Data | Residential | Solar* Rewards | 2011 | 2012 | n/a
Xcel Energy | 85 | 13781 | IOU | SRO19108 | 30 | Solar |  |  | Interconnected | Apple Valley | Protected Data | Protected Data | Protected Data | Commercial | Solar* Rewards | 2011 | 2012 | n/a
Xcel Energy | 85 | 13781 | IOU | SRO19158 | 40 | Solar |  |  | Interconnected | Plymouth | Protected Data | Protected Data | Protected Data | Commercial | Solar* Rewards | 2011 | 2012 | n/a
Xcel Energy | 85 | 13781 | IOU | SRO19159 | 40 | Solar |  |  | Interconnected | Bloomington | Protected Data | Protected Data | Protected Data | Commercial | Solar* Rewards | 2011 | 2012 | n/a
Xcel Energy | 85 | 13781 | IOU | SRO19163 | 3 | Solar |  |  | Interconnected | Saint Paul | Protected Data | Protected Data | Protected Data | Residential | Solar* Rewards | 2011 | 2012 | n/a
Xcel Energy | 85 | 13781 | IOU | SRO19166 | 12.73 | Solar |  |  | Interconnected | Eagan | Protected Data | Protected Data | Protected Data | Residential | Solar* Rewards | 2011 | 2012 | n/a
Xcel Energy | 85 | 13781 | IOU | SRO19174 | 30 | Solar |  |  | Interconnected | Brooklyn Center | Protected Data | Protected Data | Protected Data | Commercial | Solar* Rewards | 2011 | 2013 | n/a
Xcel Energy | 85 | 13781 | IOU | SRO19175 | 40 | Solar |  |  | Interconnected | Eden Prairie | Protected Data | Protected Data | Protected Data | Commercial | Solar* Rewards | 2011 | 2012 | n/a
Xcel Energy | 85 | 13781 | IOU | SRO19176 | 20 | Solar |  |  | Interconnected | Brooklyn Center | Protected Data | Protected Data | Protected Data | Commercial | Solar* Rewards | 2011 | 2012 | n/a
Xcel Energy | 85 | 13781 | IOU | SRO19177 | 30 | Solar |  |  | Interconnected | Woodbury | Protected Data | Protected Data | Protected Data | Commercial | Solar* Rewards | 2011 | 2012 | n/a
Xcel Energy | 85 | 13781 | IOU | SRO19179 | 40 | Solar |  |  | Interconnected | Woodbury | Protected Data | Protected Data | Protected Data | Commercial | Solar* Rewards | 2011 | 2012 | n/a
Xcel Energy | 85 | 13781 | IOU | SRO19186 | 3 | Solar |  |  | Interconnected | Winona | Protected Data | Protected Data | Protected Data | Commercial | Solar* Rewards | 2011 | 2012 | n/a
Xcel Energy | 85 | 13781 | IOU | SRO19190 | 25 | Solar |  |  | Interconnected | Edina | Protected Data | Protected Data | Protected Data | Commercial | Solar* Rewards | 2011 | 2012 | n/a
Xcel Energy | 85 | 13781 | IOU | SRO19193 | 30 | Solar |  |  | Interconnected | Bloomington | Protected Data | Protected Data | Protected Data | Commercial | Solar* Rewards | 2011 | 2012 | n/a
Xcel Energy | 85 | 13781 | IOU | SRO19199 | 30 | Solar |  |  | Interconnected | Woodbury | Protected Data | Protected Data | Protected Data | Commercial | Solar* Rewards | 2011 | 2012 | n/a
Xcel Energy | 85 | 13781 | IOU | SRO19200 | 30 | Solar |  |  | Interconnected | Golden Valley | Protected Data | Protected Data | Protected Data | Commercial | Solar* Rewards | 2011 | 2012 | n/a
Xcel Energy | 85 | 13781 | IOU | SRO19202 | 30 | Solar |  |  | Interconnected | Plymouth | Protected Data | Protected Data | Protected Data | Commercial | Solar* Rewards | 2011 | 2012 | n/a
Xcel Energy | 85 | 13781 | IOU | SRO19226 | 3.8 | Solar |  |  | Interconnected | Saint Cloud | Protected Data | Protected Data | Protected Data | Residential | Solar* Rewards | 2012 | 2012 | n/a
Xcel Energy | 85 | 13781 | IOU | SRO19228 | 3 | Solar |  |  | Interconnected | Saint Louis Park | Protected Data | Protected Data | Protected Data | Residential | Solar* Rewards | 2011 | 2012 | n/a
Xcel Energy | 85 | 13781 | IOU | SRO19230 | 2.85 | Solar |  |  | Interconnected | Saint Paul | Protected Data | Protected Data | Protected Data | Residential | Solar* Rewards | 2011 | 2011 | n/a
Xcel Energy | 85 | 13781 | IOU | SRO19232 | 2.28 | Solar |  |  | Interconnected | Saint Paul | Protected Data | Protected Data | Protected Data | Residential | Solar* Rewards | 2011 | 2012 | n/a
Xcel Energy | 85 | 13781 | IOU | SRO19233 | 1.72 | Solar |  |  | Interconnected | Eden Prairie | Protected Data | Protected Data | Protected Data | Residential | Solar* Rewards | 2011 | 2011 | n/a
Xcel Energy | 85 | 13781 | IOU | SRO19242 | 5 | Solar |  |  | Interconnected | Minneapolis | Protected Data | Protected Data | Protected Data | Residential | Solar* Rewards | 2011 | 2012 | n/a
Xcel Energy | 85 | 13781 | IOU | SRO19265 | 6.6 | Solar |  |  | Interconnected | Minneapolis | Protected Data | Protected Data | Protected Data | Residential | Solar* Rewards | 2011 | 2011 | n/a
Xcel Energy | 85 | 13781 | IOU | SRO19271 | 5.375 | Solar |  |  | Interconnected | Minnetonka | Protected Data | Protected Data | Protected Data | Residential | Solar* Rewards | 2011 | 2012 | n/a
Xcel Energy | 85 | 13781 | IOU | SRO19274 | 35 | Solar |  |  | Interconnected | Minneapolis | Protected Data | Protected Data | Protected Data | Commercial | Solar* Rewards | 2011 | 2012 | n/a
Xcel Energy | 85 | 13781 | IOU | SRO19277 | 20 | Solar |  |  | Interconnected | Saint Paul | Protected Data | Protected Data | Protected Data | Commercial | Solar* Rewards | 2011 | 2012 | n/a
Xcel Energy | 85 | 13781 | IOU | SRO19278 | 36.12 | Solar |  |  | Interconnected | Minneapolis | Protected Data | Protected Data | Protected Data | Commercial | Solar* Rewards | 2011 | 2012 | n/a
Xcel Energy | 85 | 13781 | IOU | SRO19282 | 6 | Solar |  |  | Interconnected | Minneapolis | Protected Data | Protected Data | Protected Data | Residential | Solar* Rewards | 2011 | 2012 | n/a
Xcel Energy | 85 | 13781 | IOU | SRO19283 | 4 | Solar |  |  | Interconnected | Winsted | Protected Data | Protected Data | Protected Data | Residential | Solar* Rewards | 2011 | 2011 | n/a
Xcel Energy | 85 | 13781 | IOU | SRO19286 | 12.04 | Solar |  |  | Interconnected | Minneapolis | Protected Data | Protected Data | Protected Data | Residential | Solar* Rewards | 2011 | 2012 | n/a
Xcel Energy | 85 | 13781 | IOU | SRO19291 | 6 | Solar |  |  | Interconnected | Richfield | Protected Data | Protected Data | Protected Data | Residential | Solar* Rewards | 2011 | 2012 | n/a
Xcel Energy | 85 | 13781 | IOU | SRO19295 | 1.935 | Solar |  |  | Interconnected | Minneapolis | Protected Data | Protected Data | Protected Data | Residential | Solar* Rewards | 2011 | 2012 | n/a
Xcel Energy | 85 | 13781 | IOU | SRO19329 | 7.31 | Solar |  |  | Interconnected | Stillwater | Protected Data | Protected Data | Protected Data | Residential | Solar* Rewards | 2011 | 2012 | n/a
Xcel Energy | 85 | 13781 | IOU | SRO19331 | 30 | Solar |  |  | Interconnected | Brooklyn Park | Protected Data | Protected Data | Protected Data | Commercial | Solar* Rewards | 2011 | 2012 | n/a
Xcel Energy | 85 | 13781 | IOU | SRO19333 | 45 | Solar |  |  | Interconnected | Edina | Protected Data | Protected Data | Protected Data | Commercial | Solar* Rewards | 2011 | 2012 | n/a
Xcel Energy | 85 | 13781 | IOU | SRO19334 | 30 | Solar |  |  | Interconnected | Edina | Protected Data | Protected Data | Protected Data | Commercial | Solar* Rewards | 2011 | 2012 | n/a
Xcel Energy | 85 | 13781 | IOU | SRO19335 | 45 | Solar |  |  | Interconnected | Golden Valley | Protected Data | Protected Data | Protected Data | Commercial | Solar* Rewards | 2012 | 2012 | n/a
Xcel Energy | 85 | 13781 | IOU | SRO19339 | 30 | Solar |  |  | Interconnected | Minneapolis | Protected Data | Protected Data | Protected Data | Commercial | Solar* Rewards | 2011 | 2012 | n/a
Xcel Energy | 85 | 13781 | IOU | SRO19346 | 35 | Solar |  |  | Interconnected | Brooklyn Park | Protected Data | Protected Data | Protected Data | Commercial | Solar* Rewards | 2011 | 2011 | n/a
Xcel Energy | 85 | 13781 | IOU | SRO19355 | 30 | Solar |  |  | Interconnected | Minneapolis | Protected Data | Protected Data | Protected Data | Commercial | Solar* Rewards | 2011 | 2012 | n/a
Xcel Energy | 85 | 13781 | IOU | SRO19358 | 5 | Solar |  |  | Interconnected | Golden Valley | Protected Data | Protected Data | Protected Data | Residential | Solar* Rewards | 2011 | 2012 | n/a
Xcel Energy | 85 | 13781 | IOU | SRO19359 | 5.88 | Solar |  |  | Interconnected | Minneapolis | Protected Data | Protected Data | Protected Data | Residential | Solar* Rewards | 2011 | 2011 | n/a
Xcel Energy | 85 | 13781 | IOU | SRO19418 | 35 | Solar |  |  | Interconnected | Bloomington | Protected Data | Protected Data | Protected Data | Commercial | Solar* Rewards | 2011 | 2012 | n/a
Xcel Energy | 85 | 13781 | IOU | SRO19554 | 4.3 | Solar |  |  | Interconnected | Saint Paul | Protected Data | Protected Data | Protected Data | Residential | Solar* Rewards | 2011 | 2012 | n/a
Xcel Energy | 85 | 13781 | IOU | SRO19557 | 1.72 | Solar |  |  | Interconnected | Minneapolis | Protected Data | Protected Data | Protected Data | Residential | Solar* Rewards | 2011 | 2012 | n/a
Xcel Energy | 85 | 13781 | IOU | SRO19559 | 1.29 | Solar |  |  | Interconnected | Winona | Protected Data | Protected Data | Protected Data | Residential | Solar* Rewards | 2011 | 2011 | n/a
Xcel Energy | 85 | 13781 | IOU | SRO19561 | 3.44 | Solar |  |  | Interconnected | Winona | Protected Data | Protected Data | Protected Data | Residential | Solar* Rewards | 2011 | 2011 | n/a
Xcel Energy | 85 | 13781 | IOU | SRO19568 | 3 | Solar |  |  | Interconnected | Saint Paul | Protected Data | Protected Data | Protected Data | Residential | Solar* Rewards | 2011 | 2011 | n/a
Xcel Energy | 85 | 13781 | IOU | SRO19570 | 36 | Solar |  |  | Interconnected | Minneapolis | Protected Data | Protected Data | Protected Data | Commercial | Solar* Rewards | 2011 | 2012 | n/a
Xcel Energy | 85 | 13781 | IOU | SRO19576 | 3 | Solar |  |  | Interconnected | Red Wing | Protected Data | Protected Data | Protected Data | Residential | Solar* Rewards | 2011 | 2012 | n/a
Xcel Energy | 85 | 13781 | IOU | SRO19656 | 6.6 | Solar |  |  | Interconnected | Minneapolis | Protected Data | Protected Data | Protected Data | Residential | Solar* Rewards | 2011 | 2012 | n/a
Xcel Energy | 85 | 13781 | IOU | SRO19690 | 3.01 | Solar |  |  | Interconnected | Minneapolis | Protected Data | Protected Data | Protected Data | Residential | Solar* Rewards | 2011 | 2013 | n/a
Xcel Energy | 85 | 13781 | IOU | SRO19691 | 1.935 | Solar |  |  | Interconnected | Minneapolis | Protected Data | Protected Data | Protected Data | Residential | Solar* Rewards | 2011 | 2012 | n/a
Xcel Energy | 85 | 13781 | IOU | SRO19700 | 30 | Solar |  |  | Interconnected | Plymouth | Protected Data | Protected Data | Protected Data | Commercial | Solar* Rewards | 2012 | 2013 | n/a
Xcel Energy | 85 | 13781 | IOU | SRO19701 | 30 | Solar |  |  | Interconnected | Saint Cloud | Protected Data | Protected Data | Protected Data | Commercial | Solar* Rewards | 2012 | 2015 | n/a
Xcel Energy | 85 | 13781 | IOU | SRO19702 | 45 | Solar |  |  | Interconnected | Richfield | Protected Data | Protected Data | Protected Data | Commercial | Solar* Rewards | 2012 | 2016 | n/a
Xcel Energy | 85 | 13781 | IOU | SRO19704 | 30 | Solar |  |  | Interconnected | Richfield | Protected Data | Protected Data | Protected Data | Commercial | Solar* Rewards | 2012 | 2015 | n/a
Xcel Energy | 85 | 13781 | IOU | SRO19706 | 45 | Solar |  |  | Interconnected | Eagan | Protected Data | Protected Data | Protected Data | Commercial | Solar* Rewards | 2012 | 2012 | n/a
Xcel Energy | 85 | 13781 | IOU | SRO19808 | 0.645 | Solar |  |  | Interconnected | Minnesota City | Protected Data | Protected Data | Protected Data | Commercial | Solar* Rewards | 2011 | 2011 | n/a
Xcel Energy | 85 | 13781 | IOU | SRO19841 | 6 | Solar |  |  | Interconnected | Woodbury | Protected Data | Protected Data | Protected Data | Residential | Solar* Rewards | 2011 | 2011 | n/a
Xcel Energy | 85 | 13781 | IOU | SRO19844 | 3.87 | Solar |  |  | Interconnected | Saint Paul | Protected Data | Protected Data | Protected Data | Residential | Solar* Rewards | 2011 | 2012 | n/a
Xcel Energy | 85 | 13781 | IOU | SRO19878 | 6.6 | Solar |  |  | Interconnected | Rogers | Protected Data | Protected Data | Protected Data | Residential | Solar* Rewards | 2011 | 2011 | n/a
Xcel Energy | 85 | 13781 | IOU | SRO19884 | 35.69 | Solar |  |  | Interconnected | Rollingstone | Protected Data | Protected Data | Protected Data | Residential | Solar* Rewards | 2011 | 2012 | n/a
Xcel Energy | 85 | 13781 | IOU | SRO19890 | 5 | Solar |  |  | Interconnected | Carver | Protected Data | Protected Data | Protected Data | Residential | Solar* Rewards | 2011 | 2012 | n/a
Xcel Energy | 85 | 13781 | IOU | SRO19902 | 4.3 | Solar |  |  | Interconnected | Minnetonka | Protected Data | Protected Data | Protected Data | Residential | Solar* Rewards | 2011 | 2012 | n/a
Xcel Energy | 85 | 13781 | IOU | SRO19917 | 4.73 | Solar |  |  | Interconnected | Minneapolis | Protected Data | Protected Data | Protected Data | Residential | Solar* Rewards | 2011 | 2011 | n/a
Xcel Energy | 85 | 13781 | IOU | SRO19918 | 2.15 | Solar |  |  | Interconnected | Minneapolis | Protected Data | Protected Data | Protected Data | Residential | Solar* Rewards | 2011 | 2012 | n/a
Xcel Energy | 85 | 13781 | IOU | SRO19921 | 7.2 | Solar |  |  | Interconnected | Northfield | Protected Data | Protected Data | Protected Data | Residential | Solar* Rewards | 2011 | 2012 | n/a
Xcel Energy | 85 | 13781 | IOU | SRO19923 | 2.58 | Solar |  |  | Interconnected | Minnetonka | Protected Data | Protected Data | Protected Data | Residential | Solar* Rewards | 2011 | 2012 | n/a
Xcel Energy | 85 | 13781 | IOU | SRO19937 | 4.3 | Solar |  |  | Interconnected | Northfield | Protected Data | Protected Data | Protected Data | Commercial | Solar* Rewards | 2011 | 2012 | n/a
Xcel Energy | 85 | 13781 | IOU | SRO19939 | 6 | Solar |  |  | Interconnected | Minneapolis | Protected Data | Protected Data | Protected Data | Residential | Solar* Rewards | 2011 | 2012 | n/a
Xcel Energy | 85 | 13781 | IOU | SRO19982 | 31.2 | Solar |  |  | Interconnected | Columbia Heights | Protected Data | Protected Data | Protected Data | Commercial | Solar* Rewards | 2011 | 2012 | n/a
Xcel Energy | 85 | 13781 | IOU | SRO19983 | 15 | Solar |  |  | Interconnected | Minneapolis | Protected Data | Protected Data | Protected Data | Commercial | Solar* Rewards | 2011 | 2012 | n/a
Xcel Energy | 85 | 13781 | IOU | SRO20009 | 45 | Solar |  |  | Interconnected | Bloomington | Protected Data | Protected Data | Protected Data | Commercial | Solar* Rewards | 2011 | 2012 | n/a
Xcel Energy | 85 | 13781 | IOU | SRO20020 | 22.5 | Solar |  |  | Interconnected | Stillwater | Protected Data | Protected Data | Protected Data | Commercial | Solar* Rewards | 2011 | 2012 | n/a
Xcel Energy | 85 | 13781 | IOU | SRO20032 | 5 | Solar |  |  | Interconnected | Champlin | Protected Data | Protected Data | Protected Data | Residential | Solar* Rewards | 2011 | 2012 | n/a
Xcel Energy | 85 | 13781 | IOU | SRO20033 | 15 | Solar |  |  | Interconnected | Lakeville | Protected Data | Protected Data | Protected Data | Commercial | Solar* Rewards | 2011 | 2012 | n/a
Xcel Energy | 85 | 13781 | IOU | SRO20054 | 15 | Solar |  |  | Interconnected | Burnsville | Protected Data | Protected Data | Protected Data | Commercial | Solar* Rewards | 2011 | 2012 | n/a
Xcel Energy | 85 | 13781 | IOU | SRO20055 | 7.31 | Solar |  |  | Interconnected | Janesville | Protected Data | Protected Data | Protected Data | Residential | Solar* Rewards | 2011 | 2012 | n/a
Xcel Energy | 85 | 13781 | IOU | SRO20073 | 4.3 | Solar |  |  | Interconnected | Minneapolis | Protected Data | Protected Data | Protected Data | Residential | Solar* Rewards | 2011 | 2012 | n/a
Xcel Energy | 85 | 13781 | IOU | SRO20085 | 6.88 | Solar |  |  | Interconnected | Brooklyn Park | Protected Data | Protected Data | Protected Data | Residential | Solar* Rewards | 2011 | 2012 | n/a
Xcel Energy | 85 | 13781 | IOU | SRO20105 | 9.245 | Solar |  |  | Interconnected | Woodbury | Protected Data | Protected Data | Protected Data | Residential | Solar* Rewards | 2011 | 2012 | n/a
Xcel Energy | 85 | 13781 | IOU | SRO20125 | 10.8 | Solar |  |  | Interconnected | Eagan | Protected Data | Protected Data | Protected Data | Residential | Solar* Rewards | 2011 | 2012 | n/a
Xcel Energy | 85 | 13781 | IOU | SRO20134 | 0.43 | Solar |  |  | Interconnected | Winona | Protected Data | Protected Data | Protected Data | Residential | Solar* Rewards | 2011 | 2013 | n/a
Xcel Energy | 85 | 13781 | IOU | SRO20149 | 9.1 | Solar |  |  | Interconnected | Maplewood | Protected Data | Protected Data | Protected Data | Residential | Solar* Rewards | 2011 | 2012 | n/a
Xcel Energy | 85 | 13781 | IOU | SRO20152 | 3.225 | Solar |  |  | Interconnected | Minneapolis | Protected Data | Protected Data | Protected Data | Residential | Solar* Rewards | 2011 | 2015 | n/a
Xcel Energy | 85 | 13781 | IOU | SRO20153 | 4 | Solar |  |  | Interconnected | Faribault | Protected Data | Protected Data | Protected Data | Residential | Solar* Rewards | 2011 | 2011 | n/a
Xcel Energy | 85 | 13781 | IOU | SRO20158 | 4.945 | Solar |  |  | Interconnected | Saint Paul | Protected Data | Protected Data | Protected Data | Residential | Solar* Rewards | 2011 | 2013 | n/a
Xcel Energy | 85 | 13781 | IOU | SRO20160 | 2.58 | Solar |  |  | Interconnected | Minneapolis | Protected Data | Protected Data | Protected Data | Residential | Solar* Rewards | 2011 | 2012 | n/a
Xcel Energy | 85 | 13781 | IOU | SRO20161 | 3 | Solar |  |  | Interconnected | Saint Paul | Protected Data | Protected Data | Protected Data | Residential | Solar* Rewards | 2011 | 2012 | n/a
Xcel Energy | 85 | 13781 | IOU | SRO20173 | 4.3 | Solar |  |  | Interconnected | North Branch | Protected Data | Protected Data | Protected Data | Residential | Solar* Rewards | 2011 | 2013 | n/a
Xcel Energy | 85 | 13781 | IOU | SRO20175 | 5.59 | Solar |  |  | Interconnected | Winona | Protected Data | Protected Data | Protected Data | Residential | Solar* Rewards | 2011 | 2012 | n/a
Xcel Energy | 85 | 13781 | IOU | SRO20183 | 20 | Solar |  |  | Interconnected | Red Wing | Protected Data | Protected Data | Protected Data | Residential | Solar* Rewards | 2012 | 2012 | n/a
Xcel Energy | 85 | 13781 | IOU | SRO20189 | 5.16 | Solar |  |  | Interconnected | Eden Prairie | Protected Data | Protected Data | Protected Data | Residential | Solar* Rewards | 2011 | 2012 | n/a
Xcel Energy | 85 | 13781 | IOU | SRO20199 | 6.665 | Solar |  |  | Interconnected | Roseville | Protected Data | Protected Data | Protected Data | Residential | Solar* Rewards | 2011 | 2012 | n/a
Xcel Energy | 85 | 13781 | IOU | SRO20214 | 15 | Solar |  |  | Interconnected | Saint Paul | Protected Data | Protected Data | Protected Data | Commercial | Solar* Rewards | 2011 | 2013 | n/a
Xcel Energy | 85 | 13781 | IOU | SRO20231 | 2.58 | Solar |  |  | Interconnected | Saint Paul | Protected Data | Protected Data | Protected Data | Residential | Solar* Rewards | 2011 | 2012 | n/a
Xcel Energy | 85 | 13781 | IOU | SRO20245 | 10 | Solar |  |  | Interconnected | Saint Paul | Protected Data | Protected Data | Protected Data | Commercial | Solar* Rewards | 2011 | 2012 | n/a
Xcel Energy | 85 | 13781 | IOU | SRO20253 | 5 | Solar |  |  | Interconnected | Minnetonka | Protected Data | Protected Data | Protected Data | Commercial | Solar* Rewards | 2011 | 2012 | n/a
Xcel Energy | 85 | 13781 | IOU | SRO20255 | 8 | Solar |  |  | Interconnected | Medicine Lake | Protected Data | Protected Data | Protected Data | Residential | Solar* Rewards | 2011 | 2012 | n/a
Xcel Energy | 85 | 13781 | IOU | SRO20260 | 40 | Solar |  |  | Interconnected | Dodge Center | Protected Data | Protected Data | Protected Data | Residential | Solar* Rewards | 2011 | 2012 | n/a
Xcel Energy | 85 | 13781 | IOU | SRO20275 | 4.73 | Solar |  |  | Interconnected | Shoreview | Protected Data | Protected Data | Protected Data | Residential | Solar* Rewards | 2011 | 2013 | n/a
Xcel Energy | 85 | 13781 | IOU | SRO20277 | 2.58 | Solar |  |  | Interconnected | Minneapolis | Protected Data | Protected Data | Protected Data | Residential | Solar* Rewards | 2011 | 2012 | n/a
Xcel Energy | 85 | 13781 | IOU | SRO20281 | 3 | Solar |  |  | Interconnected | Minneapolis | Protected Data | Protected Data | Protected Data | Residential | Solar* Rewards | 2011 | 2012 | n/a
Xcel Energy | 85 | 13781 | IOU | SRO20289 | 8.52 | Solar |  |  | Interconnected | Eden Prairie | Protected Data | Protected Data | Protected Data | Residential | Solar* Rewards | 2011 | 2012 | n/a
Xcel Energy | 85 | 13781 | IOU | SRO20290 | 10 | Solar |  |  | Interconnected | Mankato | Protected Data | Protected Data | Protected Data | Commercial | Solar* Rewards | 2011 | 2012 | n/a
Xcel Energy | 85 | 13781 | IOU | SRO20309 | 30 | Solar |  |  | Interconnected | Dodge Center | Protected Data | Protected Data | Protected Data | Commercial | Solar* Rewards | 2011 | 2012 | n/a
Xcel Energy | 85 | 13781 | IOU | SRO20315 | 7.5 | Solar |  |  | Interconnected | Pine Island | Protected Data | Protected Data | Protected Data | Residential | Solar* Rewards | 2011 | 2012 | n/a
Xcel Energy | 85 | 13781 | IOU | SRO20333 | 9.03 | Solar |  |  | Interconnected | Minneapolis | Protected Data | Protected Data | Protected Data | Commercial | Solar* Rewards | 2011 | 2012 | n/a
Xcel Energy | 85 | 13781 | IOU | SRO20334 | 36 | Solar |  |  | Interconnected | Brooklyn Center | Protected Data | Protected Data | Protected Data | Commercial | Solar* Rewards | 2011 | 2012 | n/a
Xcel Energy | 85 | 13781 | IOU | SRO20336 | 36 | Solar |  |  | Interconnected | Brooklyn Center | Protected Data | Protected Data | Protected Data | Commercial | Solar* Rewards | 2011 | 2012 | n/a
Xcel Energy | 85 | 13781 | IOU | SRO20339 | 9.675 | Solar |  |  | Interconnected | Red Wing | Protected Data | Protected Data | Protected Data | Residential | Solar* Rewards | 2011 | 2012 | n/a
Xcel Energy | 85 | 13781 | IOU | SRO20355 | 4 | Solar |  |  | Interconnected | Roseville | Protected Data | Protected Data | Protected Data | Residential | Solar* Rewards | 2011 | 2011 | n/a
Xcel Energy | 85 | 13781 | IOU | SRO20399 | 6.235 | Solar |  |  | Interconnected | Minneapolis | Protected Data | Protected Data | Protected Data | Residential | Solar* Rewards | 2011 | 2013 | n/a
Xcel Energy | 85 | 13781 | IOU | SRO20412 | 10 | Solar |  |  | Interconnected | Marine On Saint Croix | Protected Data | Protected Data | Protected Data | Commercial | Solar* Rewards | 2011 | 2012 | n/a
Xcel Energy | 85 | 13781 | IOU | SRO20419 | 34.185 | Solar |  |  | Interconnected | Minneapolis | Protected Data | Protected Data | Protected Data | Commercial | Solar* Rewards | 2011 | 2012 | n/a
Xcel Energy | 85 | 13781 | IOU | SRO20423 | 5.76 | Solar |  |  | Interconnected | Inver Grove Heights | Protected Data | Protected Data | Protected Data | Residential | Solar* Rewards | 2012 | 2012 | n/a
Xcel Energy | 85 | 13781 | IOU | SRO20466 | 22.8 | Solar |  |  | Interconnected | Minnetonka | Protected Data | Protected Data | Protected Data | Commercial | Solar* Rewards | 2011 | 2012 | n/a
Xcel Energy | 85 | 13781 | IOU | SRO20486 | 2.1 | Solar |  |  | Interconnected | Minneapolis | Protected Data | Protected Data | Protected Data | Residential | Solar* Rewards | 2011 | 2012 | n/a
Xcel Energy | 85 | 13781 | IOU | SRO20514 | 10.32 | Solar |  |  | Interconnected | Maple Grove | Protected Data | Protected Data | Protected Data | Commercial | Solar* Rewards | 2011 | 2012 | n/a
Xcel Energy | 85 | 13781 | IOU | SRO20573 | 5.59 | Solar |  |  | Interconnected | Saint Paul | Protected Data | Protected Data | Protected Data | Residential | Solar* Rewards | 2011 | 2012 | n/a
Xcel Energy | 85 | 13781 | IOU | SRO20648 | 42 | Solar |  |  | Interconnected | Morgan | Protected Data | Protected Data | Protected Data | Commercial | Solar* Rewards | 2011 | 2013 | n/a
Xcel Energy | 85 | 13781 | IOU | SRO20651 | 45 | Solar |  |  | Interconnected | Mankato | Protected Data | Protected Data | Protected Data | Commercial | Solar* Rewards | 2011 | 2012 | n/a
Xcel Energy | 85 | 13781 | IOU | SRO20653 | 10 | Solar |  |  | Interconnected | Saint Paul | Protected Data | Protected Data | Protected Data | Commercial | Solar* Rewards | 2011 | 2012 | n/a
Xcel Energy | 85 | 13781 | IOU | SRO20658 | 1.72 | Solar |  |  | Interconnected | Saint Paul | Protected Data | Protected Data | Protected Data | Commercial | Solar* Rewards | 2011 | 2013 | n/a
Xcel Energy | 85 | 13781 | IOU | SRO20665 | 1.26 | Solar |  |  | Interconnected | Saint Paul | Protected Data | Protected Data | Protected Data | Residential | Solar* Rewards | 2011 | 2012 | n/a
Xcel Energy | 85 | 13781 | IOU | SRO20674 | 1.72 | Solar |  |  | Interconnected | Saint Paul | Protected Data | Protected Data | Protected Data | Commercial | Solar* Rewards | 2011 | 2012 | n/a
Xcel Energy | 85 | 13781 | IOU | SRO20718 | 3.6 | Solar |  |  | Interconnected | Minneapolis | Protected Data | Protected Data | Protected Data | Residential | Solar* Rewards | 2011 | 2012 | n/a
Xcel Energy | 85 | 13781 | IOU | SRO20719 | 8.6 | Solar |  |  | Interconnected | Stillwater | Protected Data | Protected Data | Protected Data | Residential | Solar* Rewards | 2011 | 2012 | n/a
Xcel Energy | 85 | 13781 | IOU | SRO20728 | 3 | Solar |  |  | Interconnected | Brooklyn Park | Protected Data | Protected Data | Protected Data | Residential | Solar* Rewards | 2011 | 2012 | n/a
Xcel Energy | 85 | 13781 | IOU | SRO20734 | 3.87 | Solar |  |  | Interconnected | Center City | Protected Data | Protected Data | Protected Data | Residential | Solar* Rewards | 2011 | 2012 | n/a
Xcel Energy | 85 | 13781 | IOU | SRO20735 | 10 | Solar |  |  | Interconnected | Eden Prairie | Protected Data | Protected Data | Protected Data | Commercial | Solar* Rewards | 2011 | 2012 | n/a
Xcel Energy | 85 | 13781 | IOU | SRO20750 | 3.225 | Solar |  |  | Interconnected | Minneapolis | Protected Data | Protected Data | Protected Data | Residential | Solar* Rewards | 2011 | 2012 | n/a
Xcel Energy | 85 | 13781 | IOU | SRO20809 | 15 | Solar |  |  | Interconnected | Minneapolis | Protected Data | Protected Data | Protected Data | Commercial | Solar* Rewards | 2011 | 2013 | n/a
Xcel Energy | 85 | 13781 | IOU | SRO20811 | 5 | Solar |  |  | Interconnected | Minneapolis | Protected Data | Protected Data | Protected Data | Residential | Solar* Rewards | 2011 | 2012 | n/a
Xcel Energy | 85 | 13781 | IOU | SRO20844 | 8.8 | Solar |  |  | Interconnected | Saint Louis Park | Protected Data | Protected Data | Protected Data | Residential | Solar* Rewards | 2012 | 2012 | n/a
Xcel Energy | 85 | 13781 | IOU | SRO20868 | 5.3 | Solar |  |  | Interconnected | Minnetonka | Protected Data | Protected Data | Protected Data | Residential | Solar* Rewards | 2011 | 2012 | n/a
Xcel Energy | 85 | 13781 | IOU | SRO20890 | 20 | Solar |  |  | Interconnected | Minneapolis | Protected Data | Protected Data | Protected Data | Commercial | Solar* Rewards | 2011 | 2012 | n/a
Xcel Energy | 85 | 13781 | IOU | SRO20901 | 40 | Solar |  |  | Interconnected | Richfield | Protected Data | Protected Data | Protected Data | Commercial | Solar* Rewards | 2011 | 2012 | n/a
Xcel Energy | 85 | 13781 | IOU | SRO20902 | 5 | Solar |  |  | Interconnected | Minneapolis | Protected Data | Protected Data | Protected Data | Commercial | Solar* Rewards | 2011 | 2014 | n/a
Xcel Energy | 85 | 13781 | IOU | SRO20903 | 5.16 | Solar |  |  | Interconnected | Shafer | Protected Data | Protected Data | Protected Data | Residential | Solar* Rewards | 2011 | 2012 | n/a
Xcel Energy | 85 | 13781 | IOU | SRO20908 | 15 | Solar |  |  | Interconnected | Minneapolis | Protected Data | Protected Data | Protected Data | Commercial | Solar* Rewards | 2012 | 2014 | n/a
Xcel Energy | 85 | 13781 | IOU | SRO20914 | 3.44 | Solar |  |  | Interconnected | Eden Prairie | Protected Data | Protected Data | Protected Data | Residential | Solar* Rewards | 2011 | 2012 | n/a
Xcel Energy | 85 | 13781 | IOU | SRO20916 | 3.825 | Solar |  |  | Interconnected | Richfield | Protected Data | Protected Data | Protected Data | Residential | Solar* Rewards | 2012 | 2012 | n/a
Xcel Energy | 85 | 13781 | IOU | SRO20917 | 37 | Solar |  |  | Interconnected | Arden Hills | Protected Data | Protected Data | Protected Data | Commercial | Solar* Rewards | 2011 | 2012 | n/a
Xcel Energy | 85 | 13781 | IOU | SRO20949 | 1.72 | Solar |  |  | Interconnected | Saint Paul | Protected Data | Protected Data | Protected Data | Residential | Solar* Rewards | 2011 | 2012 | n/a
Xcel Energy | 85 | 13781 | IOU | SRO20994 | 5 | Solar |  |  | Interconnected | Minneapolis | Protected Data | Protected Data | Protected Data | Residential | Solar* Rewards | 2011 | 2012 | n/a
Xcel Energy | 85 | 13781 | IOU | SRO21010 | 4.73 | Solar |  |  | Interconnected | Minneapolis | Protected Data | Protected Data | Protected Data | Residential | Solar* Rewards | 2011 | 2013 | n/a
Xcel Energy | 85 | 13781 | IOU | SRO21011 | 22.35 | Solar |  |  | Interconnected | Saint Paul | Protected Data | Protected Data | Protected Data | Commercial | Solar* Rewards | 2011 | 2012 | n/a
Xcel Energy | 85 | 13781 | IOU | SRO21016 | 3.44 | Solar |  |  | Interconnected | Golden Valley | Protected Data | Protected Data | Protected Data | Residential | Solar* Rewards | 2011 | 2012 | n/a
Xcel Energy | 85 | 13781 | IOU | SRO21046 | 5 | Solar |  |  | Interconnected | Minneapolis | Protected Data | Protected Data | Protected Data | Commercial | Solar* Rewards | 2012 | 2012 | n/a
Xcel Energy | 85 | 13781 | IOU | SRO21050 | 3.6 | Solar |  |  | Interconnected | Brooklyn Center | Protected Data | Protected Data | Protected Data | Residential | Solar* Rewards | 2012 | 2012 | n/a
Xcel Energy | 85 | 13781 | IOU | SRO21067 | 3.375 | Solar |  |  | Interconnected | Minneapolis | Protected Data | Protected Data | Protected Data | Residential | Solar* Rewards | 2012 | 2012 | n/a
Xcel Energy | 85 | 13781 | IOU | SRO21084 | 4.9 | Solar |  |  | Interconnected | Minneapolis | Protected Data | Protected Data | Protected Data | Residential | Solar* Rewards | 2012 | 2012 | n/a
Xcel Energy | 85 | 13781 | IOU | SRO21086 | 34.2 | Solar |  |  | Interconnected | Mankato | Protected Data | Protected Data | Protected Data | Commercial | Solar* Rewards | 2012 | 2012 | n/a
Xcel Energy | 85 | 13781 | IOU | SRO21087 | 40 | Solar |  |  | Interconnected | Bloomington | Protected Data | Protected Data | Protected Data | Commercial | Solar* Rewards | 2012 | 2012 | n/a
Xcel Energy | 85 | 13781 | IOU | SRO21135 | 6.45 | Solar |  |  | Interconnected | Montevideo | Protected Data | Protected Data | Protected Data | Commercial | Solar* Rewards | 2012 | 2012 | n/a
Xcel Energy | 85 | 13781 | IOU | SRO21152 | 5.16 | Solar |  |  | Interconnected | New Brighton | Protected Data | Protected Data | Protected Data | Commercial | Solar* Rewards | 2012 | 2012 | n/a
Xcel Energy | 85 | 13781 | IOU | SRO21163 | 5 | Solar |  |  | Interconnected | Minneapolis | Protected Data | Protected Data | Protected Data | Commercial | Solar* Rewards | 2012 | 2013 | n/a
Xcel Energy | 85 | 13781 | IOU | SRO21749 | 7 | Solar |  |  | Interconnected | Saint Cloud | Protected Data | Protected Data | Protected Data | Residential | Solar* Rewards | 2012 | 2012 | n/a
Xcel Energy | 85 | 13781 | IOU | SRO21793 | 34 | Solar |  |  | Interconnected | Plymouth | Protected Data | Protected Data | Protected Data | Commercial | Solar* Rewards | 2012 | 2012 | n/a
Xcel Energy | 85 | 13781 | IOU | SRO21807 | 5 | Solar |  |  | Interconnected | Minneapolis | Protected Data | Protected Data | Protected Data | Residential | Solar* Rewards | 2012 | 2012 | n/a
Xcel Energy | 85 | 13781 | IOU | SRO21862 | 2.58 | Solar |  |  | Interconnected | Minneapolis | Protected Data | Protected Data | Protected Data | Commercial | Solar* Rewards | 2012 | 2012 | n/a
Xcel Energy | 85 | 13781 | IOU | SRO21877 | 6 | Solar |  |  | Interconnected | Edina | Protected Data | Protected Data | Protected Data | Residential | Solar* Rewards | 2012 | 2012 | n/a
Xcel Energy | 85 | 13781 | IOU | SRO21886 | 154.8 | Solar |  |  | Interconnected | Lakeville | Protected Data | Protected Data | Protected Data | Residential | Solar* Rewards | 2012 | 2012 | n/a
Xcel Energy | 85 | 13781 | IOU | SRO21896 | 6.02 | Solar |  |  | Interconnected | Zumbro Falls | Protected Data | Protected Data | Protected Data | Commercial | Solar* Rewards | 2012 | 2012 | n/a
Xcel Energy | 85 | 13781 | IOU | SRO21901 | 3 | Solar |  |  | Interconnected | Minneapolis | Protected Data | Protected Data | Protected Data | Residential | Solar* Rewards | 2012 | 2012 | n/a
Xcel Energy | 85 | 13781 | IOU | SRO21904 | 8 | Solar |  |  | Interconnected | Afton | Protected Data | Protected Data | Protected Data | Residential | Solar* Rewards | 2012 | 2012 | n/a
Xcel Energy | 85 | 13781 | IOU | SRO21913 | 6 | Solar |  |  | Interconnected | Maplewood | Protected Data | Protected Data | Protected Data | Residential | Solar* Rewards | 2012 | 2012 | n/a
Xcel Energy | 85 | 13781 | IOU | SRO21926 | 31.2 | Solar |  |  | Interconnected | Plymouth | Protected Data | Protected Data | Protected Data | Commercial | Solar* Rewards | 2012 | 2012 | n/a
Xcel Energy | 85 | 13781 | IOU | SRO21928 | 9.995 | Solar |  |  | Interconnected | Roseville | Protected Data | Protected Data | Protected Data | Residential | Solar* Rewards | 2012 | 2012 | n/a
Xcel Energy | 85 | 13781 | IOU | SRO21961 | 5 | Solar |  |  | Interconnected | Brooklyn Park | Protected Data | Protected Data | Protected Data | Residential | Solar* Rewards | 2012 | 2012 | n/a
Xcel Energy | 85 | 13781 | IOU | SRO21988 | 35 | Solar |  |  | Interconnected | Minneapolis | Protected Data | Protected Data | Protected Data | Commercial | Solar* Rewards | 2012 | 2013 | n/a
Xcel Energy | 85 | 13781 | IOU | SRO21996 | 1.29 | Solar |  |  | Interconnected | Oakdale | Protected Data | Protected Data | Protected Data | Residential | Solar* Rewards | 2012 | 2012 | n/a
Xcel Energy | 85 | 13781 | IOU | SRO22000 | 8 | Solar |  |  | Interconnected | Janesville | Protected Data | Protected Data | Protected Data | Residential | Solar* Rewards | 2012 | 2012 | n/a
Xcel Energy | 85 | 13781 | IOU | SRO22001 | 5 | Solar |  |  | Interconnected | Bloomington | Protected Data | Protected Data | Protected Data | Residential | Solar* Rewards | 2012 | 2012 | n/a
Xcel Energy | 85 | 13781 | IOU | SRO22011 | 35 | Solar |  |  | Interconnected | Cokato | Protected Data | Protected Data | Protected Data | Commercial | Solar* Rewards | 2012 | 2012 | n/a
Xcel Energy | 85 | 13781 | IOU | SRO22014 | 35 | Solar |  |  | Interconnected | Saint Michael | Protected Data | Protected Data | Protected Data | Commercial | Solar* Rewards | 2012 | 2012 | n/a
Xcel Energy | 85 | 13781 | IOU | SRO22017 | 40 | Solar |  |  | Interconnected | Minneapolis | Protected Data | Protected Data | Protected Data | Commercial | Solar* Rewards | 2012 | 2013 | n/a
Xcel Energy | 85 | 13781 | IOU | SRO22042 | 29.985 | Solar |  |  | Interconnected | La Crescent | Protected Data | Protected Data | Protected Data | Commercial | Solar* Rewards | 2012 | 2012 | n/a
Xcel Energy | 85 | 13781 | IOU | SRO22046 | 6 | Solar |  |  | Interconnected | Red Wing | Protected Data | Protected Data | Protected Data | Residential | Solar* Rewards | 2012 | 2012 | n/a
Xcel Energy | 85 | 13781 | IOU | SRO22072 | 6.6 | Solar |  |  | Interconnected | Eden Prairie | Protected Data | Protected Data | Protected Data | Residential | Solar* Rewards | 2012 | 2012 | n/a
Xcel Energy | 85 | 13781 | IOU | SRO22084 | 3 | Solar |  |  | Interconnected | New Brighton | Protected Data | Protected Data | Protected Data | Residential | Solar* Rewards | 2012 | 2012 | n/a
Xcel Energy | 85 | 13781 | IOU | SRO22093 | 7.095 | Solar |  |  | Interconnected | Corcoran | Protected Data | Protected Data | Protected Data | Residential | Solar* Rewards | 2012 | 2012 | n/a
Xcel Energy | 85 | 13781 | IOU | SRO22098 | 7.2 | Solar |  |  | Interconnected | Saint Paul | Protected Data | Protected Data | Protected Data | Residential | Solar* Rewards | 2012 | 2012 | n/a
Xcel Energy | 85 | 13781 | IOU | SRO22103 | 5 | Solar |  |  | Interconnected | Maplewood | Protected Data | Protected Data | Protected Data | Residential | Solar* Rewards | 2012 | 2012 | n/a
Xcel Energy | 85 | 13781 | IOU | SRO22112 | 7.095 | Solar |  |  | Interconnected | Edina | Protected Data | Protected Data | Protected Data | Residential | Solar* Rewards | 2012 | 2012 | n/a
Xcel Energy | 85 | 13781 | IOU | SRO22133 | 2.88 | Solar |  |  | Interconnected | Shoreview | Protected Data | Protected Data | Protected Data | Residential | Solar* Rewards | 2012 | 2012 | n/a
Xcel Energy | 85 | 13781 | IOU | SRO22134 | 6 | Solar |  |  | Interconnected | West Concord | Protected Data | Protected Data | Protected Data | Residential | Solar* Rewards | 2012 | 2012 | n/a
Xcel Energy | 85 | 13781 | IOU | SRO22139 | 7.5 | Solar |  |  | Interconnected | Norwood Young America | Protected Data | Protected Data | Protected Data | Residential | Solar* Rewards | 2012 | 2012 | n/a
Xcel Energy | 85 | 13781 | IOU | SRO22149 | 6 | Solar |  |  | Interconnected | Roseville | Protected Data | Protected Data | Protected Data | Residential | Solar* Rewards | 2012 | 2012 | n/a
Xcel Energy | 85 | 13781 | IOU | SRO22159 | 2 | Solar |  |  | Interconnected | Saint Paul | Protected Data | Protected Data | Protected Data | Residential | Solar* Rewards | 2012 | 2012 | n/a
Xcel Energy | 85 | 13781 | IOU | SRO22196 | 4.3 | Solar |  |  | Interconnected | Minneapolis | Protected Data | Protected Data | Protected Data | Residential | Solar* Rewards | 2012 | 2012 | n/a
Xcel Energy | 85 | 13781 | IOU | SRO22213 | 7.5 | Solar |  |  | Interconnected | Mazeppa | Protected Data | Protected Data | Protected Data | Residential | Solar* Rewards | 2012 | 2012 | n/a
Xcel Energy | 85 | 13781 | IOU | SRO22252 | 18 | Solar |  |  | Interconnected | Lindstrom | Protected Data | Protected Data | Protected Data | Commercial | Solar* Rewards | 2012 | 2012 | n/a
Xcel Energy | 85 | 13781 | IOU | SRO22255 | 18 | Solar |  |  | Interconnected | Lindstrom | Protected Data | Protected Data | Protected Data | Commercial | Solar* Rewards | 2012 | 2012 | n/a
Xcel Energy | 85 | 13781 | IOU | SRO22257 | 21.2 | Solar |  |  | Interconnected | Lindstrom | Protected Data | Protected Data | Protected Data | Commercial | Solar* Rewards | 2012 | 2012 | n/a
Xcel Energy | 85 | 13781 | IOU | SRO22293 | 34.2 | Solar |  |  | Interconnected | Lake City | Protected Data | Protected Data | Protected Data | Residential | Solar* Rewards | 2012 | 2015 | n/a
Xcel Energy | 85 | 13781 | IOU | SRO22333 | 4.2 | Solar |  |  | Interconnected | Columbia Heights | Protected Data | Protected Data | Protected Data | Residential | Solar* Rewards | 2012 | 2012 | n/a
Xcel Energy | 85 | 13781 | IOU | SRO22380 | 2.15 | Solar |  |  | Interconnected | Minneapolis | Protected Data | Protected Data | Protected Data | Residential | Solar* Rewards | 2012 | 2012 | n/a
Xcel Energy | 85 | 13781 | IOU | SRO22396 | 3.225 | Solar |  |  | Interconnected | Minneapolis | Protected Data | Protected Data | Protected Data | Residential | Solar* Rewards | 2012 | 2013 | n/a
Xcel Energy | 85 | 13781 | IOU | SRO22410 | 6 | Solar |  |  | Interconnected | Saint Paul | Protected Data | Protected Data | Protected Data | Residential | Solar* Rewards | 2012 | 2012 | n/a
Xcel Energy | 85 | 13781 | IOU | SRO22419 | 6 | Solar |  |  | Interconnected | Mahtomedi | Protected Data | Protected Data | Protected Data | Residential | Solar* Rewards | 2012 | 2012 | n/a
Xcel Energy | 85 | 13781 | IOU | SRO22420 | 10.2 | Solar |  |  | Interconnected | Saint Paul | Protected Data | Protected Data | Protected Data | Residential | Solar* Rewards | 2012 | 2012 | n/a
Xcel Energy | 85 | 13781 | IOU | SRO22436 | 13.9 | Solar |  |  | Interconnected | Minneapolis | Protected Data | Protected Data | Protected Data | Commercial | Solar* Rewards | 2012 | 2012 | n/a
Xcel Energy | 85 | 13781 | IOU | SRO22637 | 7 | Solar |  |  | Interconnected | Saint Paul Park | Protected Data | Protected Data | Protected Data | Residential | Solar* Rewards | 2012 | 2012 | n/a
Xcel Energy | 85 | 13781 | IOU | SRO22849 | 12 | Solar |  |  | Interconnected | Minnetonka Beach | Protected Data | Protected Data | Protected Data | Residential | Solar* Rewards | 2012 | 2015 | n/a
Xcel Energy | 85 | 13781 | IOU | SRO23443 | 45 | Solar |  |  | Interconnected | Brooklyn Park | Protected Data | Protected Data | Protected Data | Commercial | Solar* Rewards | 2012 | 2014 | n/a
Xcel Energy | 85 | 13781 | IOU | SRO23454 | 7.2 | Solar |  |  | Interconnected | Roseville | Protected Data | Protected Data | Protected Data | Residential | Solar* Rewards | 2012 | 2012 | n/a
Xcel Energy | 85 | 13781 | IOU | SRO23747 | 6 | Solar |  |  | Interconnected | Minnetonka | Protected Data | Protected Data | Protected Data | Residential | Solar* Rewards | 2012 | 2012 | n/a
Xcel Energy | 85 | 13781 | IOU | SRO23870 | 12 | Solar |  |  | Interconnected | Roseville | Protected Data | Protected Data | Protected Data | Residential | Solar* Rewards | 2012 | 2012 | n/a
Xcel Energy | 85 | 13781 | IOU | SRO23958 | 36 | Solar |  |  | Interconnected | Crystal | Protected Data | Protected Data | Protected Data | Commercial | Solar* Rewards | 2012 | 2016 | n/a
Xcel Energy | 85 | 13781 | IOU | SRO23989 | 34.2 | Solar |  |  | Interconnected | Red Wing | Protected Data | Protected Data | Protected Data | Commercial | Solar* Rewards | 2012 | 2014 | n/a
Xcel Energy | 85 | 13781 | IOU | SRO23991 | 15 | Solar |  |  | Interconnected | Red Wing | Protected Data | Protected Data | Protected Data | Commercial | Solar* Rewards | 2012 | 2015 | n/a
Xcel Energy | 85 | 13781 | IOU | SRO23992 | 36 | Solar |  |  | Interconnected | Red Wing | Protected Data | Protected Data | Protected Data | Commercial | Solar* Rewards | 2012 | 2013 | n/a
Xcel Energy | 85 | 13781 | IOU | SRO23993 | 34.2 | Solar |  |  | Interconnected | Red Wing | Protected Data | Protected Data | Protected Data | Commercial | Solar* Rewards | 2012 | 2014 | n/a
Xcel Energy | 85 | 13781 | IOU | SRO24123 | 10 | Solar |  |  | Interconnected | Stillwater | Protected Data | Protected Data | Protected Data | Residential | Solar* Rewards | 2012 | 2013 | n/a
Xcel Energy | 85 | 13781 | IOU | SRO24124 | 8.6 | Solar |  |  | Interconnected | La Crescent | Protected Data | Protected Data | Protected Data | Residential | Solar* Rewards | 2012 | 2012 | n/a
Xcel Energy | 85 | 13781 | IOU | SRO24177 | 10 | Solar |  |  | Interconnected | Lowry | Protected Data | Protected Data | Protected Data | Residential | Solar* Rewards | 2012 | 2012 | n/a
Xcel Energy | 85 | 13781 | IOU | SRO24196 | 9.995 | Solar |  |  | Interconnected | Chisago City | Protected Data | Protected Data | Protected Data | Residential | Solar* Rewards | 2012 | 2012 | n/a
Xcel Energy | 85 | 13781 | IOU | SRO24197 | 5.1 | Solar |  |  | Interconnected | Saint Louis Park | Protected Data | Protected Data | Protected Data | Commercial | Solar* Rewards | 2012 | 2012 | n/a
Xcel Energy | 85 | 13781 | IOU | SRO24203 | 2 | Solar |  |  | Interconnected | Lino Lakes | Protected Data | Protected Data | Protected Data | Residential | Solar* Rewards | 2012 | 2012 | n/a
Xcel Energy | 85 | 13781 | IOU | SRO24362 | 5 | Solar |  |  | Interconnected | Minneapolis | Protected Data | Protected Data | Protected Data | Residential | Solar* Rewards | 2012 | 2012 | n/a
Xcel Energy | 85 | 13781 | IOU | SRO24373 | 3.6 | Solar |  |  | Interconnected | Saint Paul | Protected Data | Protected Data | Protected Data | Residential | Solar* Rewards | 2012 | 2012 | n/a
Xcel Energy | 85 | 13781 | IOU | SRO24387 | 4 | Solar |  |  | Interconnected | Maplewood | Protected Data | Protected Data | Protected Data | Residential | Solar* Rewards | 2012 | 2013 | n/a
Xcel Energy | 85 | 13781 | IOU | SRO24992 | 3.87 | Solar |  |  | Interconnected | Minneapolis | Protected Data | Protected Data | Protected Data | Residential | Solar* Rewards | 2013 | 2013 | n/a
Xcel Energy | 85 | 13781 | IOU | SRO25318 | 3 | Solar |  |  | Interconnected | Saint Paul | Protected Data | Protected Data | Protected Data | Residential | Solar* Rewards | 2012 | 2013 | n/a
Xcel Energy | 85 | 13781 | IOU | SRO25899 | 34.2 | Solar |  |  | Interconnected | Farmington | Protected Data | Protected Data | Protected Data | Commercial | Solar* Rewards | 2013 | 2014 | n/a
Xcel Energy | 85 | 13781 | IOU | SRO27784 | 1.45 | Solar |  |  | Interconnected | Mankato | Protected Data | Protected Data | Protected Data | Residential | Solar* Rewards | 2013 | 2013 | n/a
Xcel Energy | 85 | 13781 | IOU | SRO28787 | 5 | Solar |  |  | Interconnected | Minneapolis | Protected Data | Protected Data | Protected Data | Commercial | Solar* Rewards | 2013 | 2013 | n/a
Xcel Energy | 85 | 13781 | IOU | SRO28981 | 18 | Solar |  |  | Interconnected | Minneapolis | Protected Data | Protected Data | Protected Data | Commercial | Solar* Rewards | 2013 | 2014 | n/a
Xcel Energy | 85 | 13781 | IOU | SRO29009 | 36 | Solar |  |  | Interconnected | Saint Cloud | Protected Data | Protected Data | Protected Data | Commercial | Solar* Rewards | 2013 | 2014 | n/a
Xcel Energy | 85 | 13781 | IOU | SRO29235 | 36 | Solar |  |  | Interconnected | Rogers | Protected Data | Protected Data | Protected Data | Commercial | Solar* Rewards | 2013 | 2014 | n/a
Xcel Energy | 85 | 13781 | IOU | SRO29255 | 2.58 | Solar |  |  | Interconnected | Stillwater | Protected Data | Protected Data | Protected Data | Residential | Solar* Rewards | 2013 | 2013 | n/a
Xcel Energy | 85 | 13781 | IOU | SRO29274 | 6.88 | Solar |  |  | Interconnected | Winona | Protected Data | Protected Data | Protected Data | Residential | Solar* Rewards | 2013 | 2013 | n/a
Xcel Energy | 85 | 13781 | IOU | SRO29403 | 36 | Solar |  |  | Interconnected | Farmington | Protected Data | Protected Data | Protected Data | Commercial | Solar* Rewards | 2013 | 2014 | n/a
Xcel Energy | 85 | 13781 | IOU | SRO29404 | 34.2 | Solar |  |  | Interconnected | Red Wing | Protected Data | Protected Data | Protected Data | Commercial | Solar* Rewards | 2013 | 2014 | n/a
Xcel Energy | 85 | 13781 | IOU | SRO29405 | 34.2 | Solar |  |  | Interconnected | Red Wing | Protected Data | Protected Data | Protected Data | Commercial | Solar* Rewards | 2013 | 2014 | n/a
Xcel Energy | 85 | 13781 | IOU | SRO29413 | 12.9 | Solar |  |  | Interconnected | Lake Elmo | Protected Data | Protected Data | Protected Data | Residential | Solar* Rewards | 2013 | 2013 | n/a
Xcel Energy | 85 | 13781 | IOU | SRO29414 | 9.675 | Solar |  |  | Interconnected | Stillwater | Protected Data | Protected Data | Protected Data | Residential | Solar* Rewards | 2013 | 2013 | n/a
Xcel Energy | 85 | 13781 | IOU | SRO29436 | 33.75 | Solar |  |  | Interconnected | Minneapolis | Protected Data | Protected Data | Protected Data | Commercial | Solar* Rewards | 2013 | 2014 | n/a
Xcel Energy | 85 | 13781 | IOU | SRO29443 | 14 | Solar |  |  | Interconnected | Bloomington | Protected Data | Protected Data | Protected Data | Commercial | Solar* Rewards | 2013 | 2014 | n/a
Xcel Energy | 85 | 13781 | IOU | SRO29452 | 2.795 | Solar |  |  | Interconnected | Minneapolis | Protected Data | Protected Data | Protected Data | Residential | Solar* Rewards | 2013 | 2013 | n/a
Xcel Energy | 85 | 13781 | IOU | SRO29453 | 10 | Solar |  |  | Interconnected | Kellogg | Protected Data | Protected Data | Protected Data | Residential | Solar* Rewards | 2013 | 2014 | n/a
Xcel Energy | 85 | 13781 | IOU | SRO29456 | 7.5 | Solar |  |  | Interconnected | Northfield | Protected Data | Protected Data | Protected Data | Residential | Solar* Rewards | 2013 | 2013 | n/a
Xcel Energy | 85 | 13781 | IOU | SRO29470 | 36 | Solar |  |  | Interconnected | Farmington | Protected Data | Protected Data | Protected Data | Commercial | Solar* Rewards | 2013 | 2014 | n/a
Xcel Energy | 85 | 13781 | IOU | SRO29473 | 36 | Solar |  |  | Interconnected | Farmington | Protected Data | Protected Data | Protected Data | Commercial | Solar* Rewards | 2013 | 2014 | n/a
Xcel Energy | 85 | 13781 | IOU | SRO29476 | 5 | Solar |  |  | Interconnected | Minneapolis | Protected Data | Protected Data | Protected Data | Residential | Solar* Rewards | 2013 | 2013 | n/a
Xcel Energy | 85 | 13781 | IOU | SRO29479 | 34.2 | Solar |  |  | Interconnected | New Brighton | Protected Data | Protected Data | Protected Data | Commercial | Solar* Rewards | 2013 | 2013 | n/a
Xcel Energy | 85 | 13781 | IOU | SRO29486 | 3.44 | Solar |  |  | Interconnected | Minneapolis | Protected Data | Protected Data | Protected Data | Residential | Solar* Rewards | 2013 | 2013 | n/a
Xcel Energy | 85 | 13781 | IOU | SRO29498 | 36 | Solar |  |  | Interconnected | Waconia | Protected Data | Protected Data | Protected Data | Commercial | Solar* Rewards | 2013 | 2014 | n/a
Xcel Energy | 85 | 13781 | IOU | SRO29504 | 45 | Solar |  |  | Interconnected | Minneapolis | Protected Data | Protected Data | Protected Data | Commercial | Solar* Rewards | 2013 | 2013 | n/a
Xcel Energy | 85 | 13781 | IOU | SRO29512 | 0.86 | Solar |  |  | Interconnected | Roseville | Protected Data | Protected Data | Protected Data | Residential | Solar* Rewards | 2013 | 2013 | n/a
Xcel Energy | 85 | 13781 | IOU | SRO29515 | 3.87 | Solar |  |  | Interconnected | Minneapolis | Protected Data | Protected Data | Protected Data | Residential | Solar* Rewards | 2013 | 2013 | n/a
Xcel Energy | 85 | 13781 | IOU | SRO29523 | 35 | Solar |  |  | Interconnected | Owatonna | Protected Data | Protected Data | Protected Data | Commercial | Solar* Rewards | 2013 | 2013 | n/a
Xcel Energy | 85 | 13781 | IOU | SRO29524 | 45 | Solar |  |  | Interconnected | Saint Anthony | Protected Data | Protected Data | Protected Data | Commercial | Solar* Rewards | 2013 | 2013 | n/a
Xcel Energy | 85 | 13781 | IOU | SRO29525 | 35 | Solar |  |  | Interconnected | Bloomington | Protected Data | Protected Data | Protected Data | Commercial | Solar* Rewards | 2013 | 2015 | n/a
Xcel Energy | 85 | 13781 | IOU | SRO29527 | 24 | Solar |  |  | Interconnected | Pipestone | Protected Data | Protected Data | Protected Data | Commercial | Solar* Rewards | 2013 | 2013 | n/a
Xcel Energy | 85 | 13781 | IOU | SRO29528 | 45 | Solar |  |  | Interconnected | Saint Paul | Protected Data | Protected Data | Protected Data | Commercial | Solar* Rewards | 2013 | 2016 | n/a
Xcel Energy | 85 | 13781 | IOU | SRO29529 | 40 | Solar |  |  | Interconnected | Golden Valley | Protected Data | Protected Data | Protected Data | Commercial | Solar* Rewards | 2013 | 2013 | n/a
Xcel Energy | 85 | 13781 | IOU | SRO29530 | 12.04 | Solar |  |  | Interconnected | Northfield | Protected Data | Protected Data | Protected Data | Residential | Solar* Rewards | 2013 | 2013 | n/a
Xcel Energy | 85 | 13781 | IOU | SRO29531 | 3 | Solar |  |  | Interconnected | Minneapolis | Protected Data | Protected Data | Protected Data | Residential | Solar* Rewards | 2013 | 2013 | n/a
Xcel Energy | 85 | 13781 | IOU | SRO29532 | 40 | Solar |  |  | Interconnected | Plymouth | Protected Data | Protected Data | Protected Data | Commercial | Solar* Rewards | 2013 | 2013 | n/a
Xcel Energy | 85 | 13781 | IOU | SRO29533 | 11.4 | Solar |  |  | Interconnected | Minneapolis | Protected Data | Protected Data | Protected Data | Commercial | Solar* Rewards | 2013 | 2013 | n/a
Xcel Energy | 85 | 13781 | IOU | SRO29534 | 5.16 | Solar |  |  | Interconnected | Elko New Market | Protected Data | Protected Data | Protected Data | Residential | Solar* Rewards | 2013 | 2013 | n/a
Xcel Energy | 85 | 13781 | IOU | SRO29535 | 36 | Solar |  |  | Interconnected | Maplewood | Protected Data | Protected Data | Protected Data | Commercial | Solar* Rewards | 2013 | 2014 | n/a
Xcel Energy | 85 | 13781 | IOU | SRO29536 | 36 | Solar |  |  | Interconnected | Mankato | Protected Data | Protected Data | Protected Data | Commercial | Solar* Rewards | 2013 | 2015 | n/a
Xcel Energy | 85 | 13781 | IOU | SRO29537 | 5 | Solar |  |  | Interconnected | Brooklyn Park | Protected Data | Protected Data | Protected Data | Residential | Solar* Rewards | 2013 | 2013 | n/a
Xcel Energy | 85 | 13781 | IOU | SRO29539 | 45 | Solar |  |  | Interconnected | Minneapolis | Protected Data | Protected Data | Protected Data | Commercial | Solar* Rewards | 2013 | 2016 | n/a
Xcel Energy | 85 | 13781 | IOU | SRO29540 | 4 | Solar |  |  | Interconnected | Minneapolis | Protected Data | Protected Data | Protected Data | Residential | Solar* Rewards | 2013 | 2013 | n/a
Xcel Energy | 85 | 13781 | IOU | SRO29541 | 5 | Solar |  |  | Interconnected | Northfield | Protected Data | Protected Data | Protected Data | Residential | Solar* Rewards | 2013 | 2013 | n/a
Xcel Energy | 85 | 13781 | IOU | SRO29542 | 10 | Solar |  |  | Interconnected | Dodge Center | Protected Data | Protected Data | Protected Data | Commercial | Solar* Rewards | 2013 | 2013 | n/a
Xcel Energy | 85 | 13781 | IOU | SRO29544 | 39.98 | Solar |  |  | Interconnected | La Crescent | Protected Data | Protected Data | Protected Data | Commercial | Solar* Rewards | 2013 | 2013 | n/a
Xcel Energy | 85 | 13781 | IOU | SRO29545 | 4 | Solar |  |  | Interconnected | Northfield | Protected Data | Protected Data | Protected Data | Residential | Solar* Rewards | 2013 | 2013 | n/a
Xcel Energy | 85 | 13781 | IOU | SRO29546 | 3.44 | Solar |  |  | Interconnected | Minneapolis | Protected Data | Protected Data | Protected Data | Residential | Solar* Rewards | 2013 | 2013 | n/a
Xcel Energy | 85 | 13781 | IOU | SRO29550 | 45 | Solar |  |  | Interconnected | Saint Paul | Protected Data | Protected Data | Protected Data | Commercial | Solar* Rewards | 2013 | 2013 | n/a
Xcel Energy | 85 | 13781 | IOU | SRO29551 | 3.225 | Solar |  |  | Interconnected | Northfield | Protected Data | Protected Data | Protected Data | Residential | Solar* Rewards | 2013 | 2013 | n/a
Xcel Energy | 85 | 13781 | IOU | SRO29553 | 3 | Solar |  |  | Interconnected | Excelsior | Protected Data | Protected Data | Protected Data | Residential | Solar* Rewards | 2013 | 2014 | n/a
Xcel Energy | 85 | 13781 | IOU | SRO29554 | 3 | Solar |  |  | Interconnected | Minneapolis | Protected Data | Protected Data | Protected Data | Residential | Solar* Rewards | 2013 | 2013 | n/a
Xcel Energy | 85 | 13781 | IOU | SRO29557 | 5 | Solar |  |  | Interconnected | Saint Louis Park | Protected Data | Protected Data | Protected Data | Residential | Solar* Rewards | 2013 | 2014 | n/a
Xcel Energy | 85 | 13781 | IOU | SRO29559 | 10.32 | Solar |  |  | Interconnected | Stillwater | Protected Data | Protected Data | Protected Data | Residential | Solar* Rewards | 2013 | 2013 | n/a
Xcel Energy | 85 | 13781 | IOU | SRO29560 | 3 | Solar |  |  | Interconnected | Northfield | Protected Data | Protected Data | Protected Data | Residential | Solar* Rewards | 2013 | 2014 | n/a
Xcel Energy | 85 | 13781 | IOU | SRO29561 | 11.4 | Solar |  |  | Interconnected | Minneapolis | Protected Data | Protected Data | Protected Data | Commercial | Solar* Rewards | 2013 | 2013 | n/a
Xcel Energy | 85 | 13781 | IOU | SRO29566 | 6 | Solar |  |  | Interconnected | Northfield | Protected Data | Protected Data | Protected Data | Residential | Solar* Rewards | 2013 | 2014 | n/a
Xcel Energy | 85 | 13781 | IOU | SRO29568 | 10 | Solar |  |  | Interconnected | Minneapolis | Protected Data | Protected Data | Protected Data | Commercial | Solar* Rewards | 2013 | 2013 | n/a
Xcel Energy | 85 | 13781 | IOU | SRO29576 | 4.3 | Solar |  |  | Interconnected | Northfield | Protected Data | Protected Data | Protected Data | Residential | Solar* Rewards | 2013 | 2013 | n/a
Xcel Energy | 85 | 13781 | IOU | SRO29578 | 4 | Solar |  |  | Interconnected | Northfield | Protected Data | Protected Data | Protected Data | Residential | Solar* Rewards | 2013 | 2013 | n/a
Xcel Energy | 85 | 13781 | IOU | SRO29589 | 27 | Solar |  |  | Interconnected | Minneapolis | Protected Data | Protected Data | Protected Data | Commercial | Solar* Rewards | 2013 | 2015 | n/a
Xcel Energy | 85 | 13781 | IOU | SRO29591 | 24 | Solar |  |  | Interconnected | Minnetonka | Protected Data | Protected Data | Protected Data | Commercial | Solar* Rewards | 2013 | 2013 | n/a
Xcel Energy | 85 | 13781 | IOU | SRO29594 | 1.759 | Solar |  |  | Interconnected | Saint Paul | Protected Data | Protected Data | Protected Data | Residential | Solar* Rewards | 2013 | 2013 | n/a
Xcel Energy | 85 | 13781 | IOU | SRO29596 | 2.56 | Solar |  |  | Interconnected | Edina | Protected Data | Protected Data | Protected Data | Residential | Solar* Rewards | 2013 | 2015 | n/a
Xcel Energy | 85 | 13781 | IOU | SRO29598 | 16 | Solar |  |  | Interconnected | Zumbrota | Protected Data | Protected Data | Protected Data | Residential | Solar* Rewards | 2013 | 2013 | n/a
Xcel Energy | 85 | 13781 | IOU | SRO29599 | 29.985 | Solar |  |  | Interconnected | Minneapolis | Protected Data | Protected Data | Protected Data | Commercial | Solar* Rewards | 2013 | 2013 | n/a
Xcel Energy | 85 | 13781 | IOU | SRO29601 | 9 | Solar |  |  | Interconnected | Saint Paul | Protected Data | Protected Data | Protected Data | Commercial | Solar* Rewards | 2013 | 2014 | n/a
Xcel Energy | 85 | 13781 | IOU | SRO29602 | 4.2 | Solar |  |  | Interconnected | Minneapolis | Protected Data | Protected Data | Protected Data | Residential | Solar* Rewards | 2013 | 2016 | n/a
Xcel Energy | 85 | 13781 | IOU | SRO29604 | 3 | Solar |  |  | Interconnected | Minneapolis | Protected Data | Protected Data | Protected Data | Residential | Solar* Rewards | 2013 | 2013 | n/a
Xcel Energy | 85 | 13781 | IOU | SRO29605 | 40 | Solar |  |  | Interconnected | Arden Hills | Protected Data | Protected Data | Protected Data | Commercial | Solar* Rewards | 2013 | 2014 | n/a
Xcel Energy | 85 | 13781 | IOU | SRO29606 | 35 | Solar |  |  | Interconnected | Saint Paul | Protected Data | Protected Data | Protected Data | Commercial | Solar* Rewards | 2013 | 2013 | n/a
Xcel Energy | 85 | 13781 | IOU | SRO29609 | 36 | Solar |  |  | Interconnected | Brooklyn Park | Protected Data | Protected Data | Protected Data | Commercial | Solar* Rewards | 2013 | 2014 | n/a
Xcel Energy | 85 | 13781 | IOU | SRO29610 | 34 | Solar |  |  | Interconnected | Golden Valley | Protected Data | Protected Data | Protected Data | Commercial | Solar* Rewards | 2013 | 2013 | n/a
Xcel Energy | 85 | 13781 | IOU | SRO29615 | 40 | Solar |  |  | Interconnected | Saint Louis Park | Protected Data | Protected Data | Protected Data | Commercial | Solar* Rewards | 2013 | 2013 | n/a
Xcel Energy | 85 | 13781 | IOU | SRO29616 | 8 | Solar |  |  | Interconnected | Woodbury | Protected Data | Protected Data | Protected Data | Residential | Solar* Rewards | 2013 | 2013 | n/a
Xcel Energy | 85 | 13781 | IOU | SRO29620 | 5.805 | Solar |  |  | Interconnected | Afton | Protected Data | Protected Data | Protected Data | Residential | Solar* Rewards | 2013 | 2013 | n/a
Xcel Energy | 85 | 13781 | IOU | SRO29625 | 36 | Solar |  |  | Interconnected | Eagan | Protected Data | Protected Data | Protected Data | Commercial | Solar* Rewards | 2013 | 2015 | n/a
Xcel Energy | 85 | 13781 | IOU | SRO29627 | 36 | Solar |  |  | Interconnected | Brooklyn Park | Protected Data | Protected Data | Protected Data | Commercial | Solar* Rewards | 2013 | 2014 | n/a
Xcel Energy | 85 | 13781 | IOU | SRO29629 | 35 | Solar |  |  | Interconnected | Fridley | Protected Data | Protected Data | Protected Data | Commercial | Solar* Rewards | 2013 | 2013 | n/a
Xcel Energy | 85 | 13781 | IOU | SRO29631 | 35 | Solar |  |  | Interconnected | Roseville | Protected Data | Protected Data | Protected Data | Commercial | Solar* Rewards | 2013 | 2013 | n/a
Xcel Energy | 85 | 13781 | IOU | SRO29633 | 4 | Solar |  |  | Interconnected | Waconia | Protected Data | Protected Data | Protected Data | Residential | Solar* Rewards | 2013 | 2013 | n/a
Xcel Energy | 85 | 13781 | IOU | SRO29634 | 40 | Solar |  |  | Interconnected | Minneapolis | Protected Data | Protected Data | Protected Data | Commercial | Solar* Rewards | 2013 | 2013 | n/a
Xcel Energy | 85 | 13781 | IOU | SRO29636 | 36 | Solar |  |  | Interconnected | Minneapolis | Protected Data | Protected Data | Protected Data | Commercial | Solar* Rewards | 2013 | 2014 | n/a
Xcel Energy | 85 | 13781 | IOU | SRO29638 | 3.6 | Solar |  |  | Interconnected | Minneapolis | Protected Data | Protected Data | Protected Data | Residential | Solar* Rewards | 2013 | 2013 | n/a
Xcel Energy | 85 | 13781 | IOU | SRO29641 | 45 | Solar |  |  | Interconnected | Oakdale | Protected Data | Protected Data | Protected Data | Commercial | Solar* Rewards | 2013 | 2013 | n/a
Xcel Energy | 85 | 13781 | IOU | SRO29643 | 5 | Solar |  |  | Interconnected | Mankato | Protected Data | Protected Data | Protected Data | Residential | Solar* Rewards | 2013 | 2014 | n/a
Xcel Energy | 85 | 13781 | IOU | SRO29644 | 35 | Solar |  |  | Interconnected | Woodbury | Protected Data | Protected Data | Protected Data | Commercial | Solar* Rewards | 2013 | 2013 | n/a
Xcel Energy | 85 | 13781 | IOU | SRO29648 | 35 | Solar |  |  | Interconnected | Little Canada | Protected Data | Protected Data | Protected Data | Commercial | Solar* Rewards | 2013 | 2013 | n/a
Xcel Energy | 85 | 13781 | IOU | SRO29655 | 35 | Solar |  |  | Interconnected | Little Canada | Protected Data | Protected Data | Protected Data | Commercial | Solar* Rewards | 2013 | 2013 | n/a
Xcel Energy | 85 | 13781 | IOU | SRO29656 | 3.15 | Solar |  |  | Interconnected | Woodbury | Protected Data | Protected Data | Protected Data | Residential | Solar* Rewards | 2013 | 2013 | n/a
Xcel Energy | 85 | 13781 | IOU | SRO29657 | 13.86 | Solar |  |  | Interconnected | Lester Prairie | Protected Data | Protected Data | Protected Data | Residential | Solar* Rewards | 2013 | 2013 | n/a
Xcel Energy | 85 | 13781 | IOU | SRO29658 | 2.58 | Solar |  |  | Interconnected | Minneapolis | Protected Data | Protected Data | Protected Data | Residential | Solar* Rewards | 2013 | 2013 | n/a
Xcel Energy | 85 | 13781 | IOU | SRO29659 | 6 | Solar |  |  | Interconnected | Waconia | Protected Data | Protected Data | Protected Data | Residential | Solar* Rewards | 2013 | 2013 | n/a
Xcel Energy | 85 | 13781 | IOU | SRO29660 | 6.48 | Solar |  |  | Interconnected | Minneapolis | Protected Data | Protected Data | Protected Data | Commercial | Solar* Rewards | 2013 | 2013 | n/a
Xcel Energy | 85 | 13781 | IOU | SRO29662 | 45 | Solar |  |  | Interconnected | Oakdale | Protected Data | Protected Data | Protected Data | Commercial | Solar* Rewards | 2013 | 2013 | n/a
Xcel Energy | 85 | 13781 | IOU | SRO29666 | 22.8 | Solar |  |  | Interconnected | Kasson | Protected Data | Protected Data | Protected Data | Commercial | Solar* Rewards | 2013 | 2013 | n/a
Xcel Energy | 85 | 13781 | IOU | SRO29667 | 3 | Solar |  |  | Interconnected | Minneapolis | Protected Data | Protected Data | Protected Data | Residential | Solar* Rewards | 2013 | 2013 | n/a
Xcel Energy | 85 | 13781 | IOU | SRO29669 | 34.2 | Solar |  |  | Interconnected | Minneapolis | Protected Data | Protected Data | Protected Data | Commercial | Solar* Rewards | 2013 | 2013 | n/a
Xcel Energy | 85 | 13781 | IOU | SRO29672 | 8.64 | Solar |  |  | Interconnected | Eden Prairie | Protected Data | Protected Data | Protected Data | Residential | Solar* Rewards | 2013 | 2014 | n/a
Xcel Energy | 85 | 13781 | IOU | SRO29676 | 36 | Solar |  |  | Interconnected | Morgan | Protected Data | Protected Data | Protected Data | Commercial | Solar* Rewards | 2013 | 2015 | n/a
Xcel Energy | 85 | 13781 | IOU | SRO29680 | 5 | Solar |  |  | Interconnected | Minneapolis | Protected Data | Protected Data | Protected Data | Residential | Solar* Rewards | 2013 | 2013 | n/a
Xcel Energy | 85 | 13781 | IOU | SRO29681 | 45 | Solar |  |  | Interconnected | Eden Prairie | Protected Data | Protected Data | Protected Data | Commercial | Solar* Rewards | 2013 | 2013 | n/a
Xcel Energy | 85 | 13781 | IOU | SRO29683 | 2.15 | Solar |  |  | Interconnected | Minneapolis | Protected Data | Protected Data | Protected Data | Residential | Solar* Rewards | 2013 | 2013 | n/a
Xcel Energy | 85 | 13781 | IOU | SRO29684 | 5 | Solar |  |  | Interconnected | Saint Paul | Protected Data | Protected Data | Protected Data | Residential | Solar* Rewards | 2013 | 2013 | n/a
Xcel Energy | 85 | 13781 | IOU | SRO29686 | 35 | Solar |  |  | Interconnected | Maplewood | Protected Data | Protected Data | Protected Data | Commercial | Solar* Rewards | 2013 | 2013 | n/a
Xcel Energy | 85 | 13781 | IOU | SRO29687 | 36 | Solar |  |  | Interconnected | Chisago City | Protected Data | Protected Data | Protected Data | Residential | Solar* Rewards | 2013 | 2014 | n/a
Xcel Energy | 85 | 13781 | IOU | SRO29688 | 36 | Solar |  |  | Interconnected | Champlin | Protected Data | Protected Data | Protected Data | Commercial | Solar* Rewards | 2013 | 2014 | n/a
Xcel Energy | 85 | 13781 | IOU | SRO29689 | 35 | Solar |  |  | Interconnected | Maple Grove | Protected Data | Protected Data | Protected Data | Commercial | Solar* Rewards | 2013 | 2013 | n/a
Xcel Energy | 85 | 13781 | IOU | SRO29690 | 5 | Solar |  |  | Interconnected | Rockford | Protected Data | Protected Data | Protected Data | Commercial | Solar* Rewards | 2013 | 2015 | n/a
Xcel Energy | 85 | 13781 | IOU | SRO29691 | 36 | Solar |  |  | Interconnected | Saint Paul | Protected Data | Protected Data | Protected Data | Commercial | Solar* Rewards | 2013 | 2014 | n/a
Xcel Energy | 85 | 13781 | IOU | SRO29692 | 6 | Solar |  |  | Interconnected | Minneapolis | Protected Data | Protected Data | Protected Data | Residential | Solar* Rewards | 2013 | 2013 | n/a
Xcel Energy | 85 | 13781 | IOU | SRO29694 | 30 | Solar |  |  | Interconnected | Minneapolis | Protected Data | Protected Data | Protected Data | Commercial | Solar* Rewards | 2013 | 2014 | n/a
Xcel Energy | 85 | 13781 | IOU | SRO29697 | 32.895 | Solar |  |  | Interconnected | Altura | Protected Data | Protected Data | Protected Data | Commercial | Solar* Rewards | 2013 | 2013 | n/a
Xcel Energy | 85 | 13781 | IOU | SRO29699 | 6 | Solar |  |  | Interconnected | Cold Spring | Protected Data | Protected Data | Protected Data | Residential | Solar* Rewards | 2013 | 2013 | n/a
Xcel Energy | 85 | 13781 | IOU | SRO29700 | 10 | Solar |  |  | Interconnected | Dodge Center | Protected Data | Protected Data | Protected Data | Residential | Solar* Rewards | 2013 | 2013 | n/a
Xcel Energy | 85 | 13781 | IOU | SRO29701 | 7 | Solar |  |  | Interconnected | Minneapolis | Protected Data | Protected Data | Protected Data | Residential | Solar* Rewards | 2013 | 2013 | n/a
Xcel Energy | 85 | 13781 | IOU | SRO29703 | 5 | Solar |  |  | Interconnected | Minneapolis | Protected Data | Protected Data | Protected Data | Residential | Solar* Rewards | 2013 | 2013 | n/a
Xcel Energy | 85 | 13781 | IOU | SRO29704 | 34.2 | Solar |  |  | Interconnected | Champlin | Protected Data | Protected Data | Protected Data | Commercial | Solar* Rewards | 2013 | 2014 | n/a
Xcel Energy | 85 | 13781 | IOU | SRO29705 | 45 | Solar |  |  | Interconnected | Taylors Falls | Protected Data | Protected Data | Protected Data | Commercial | Solar* Rewards | 2013 | 2014 | n/a
Xcel Energy | 85 | 13781 | IOU | SRO29706 | 36 | Solar |  |  | Interconnected | Fridley | Protected Data | Protected Data | Protected Data | Commercial | Solar* Rewards | 2013 | 2014 | n/a
Xcel Energy | 85 | 13781 | IOU | SRO29708 | 10.2 | Solar |  |  | Interconnected | Edina | Protected Data | Protected Data | Protected Data | Residential | Solar* Rewards | 2013 | 2013 | n/a
Xcel Energy | 85 | 13781 | IOU | SRO29715 | 7.5 | Solar |  |  | Interconnected | Woodbury | Protected Data | Protected Data | Protected Data | Residential | Solar* Rewards | 2013 | 2013 | n/a
Xcel Energy | 85 | 13781 | IOU | SRO29718 | 34.2 | Solar |  |  | Interconnected | Champlin | Protected Data | Protected Data | Protected Data | Commercial | Solar* Rewards | 2013 | 2014 | n/a
Xcel Energy | 85 | 13781 | IOU | SRO29723 | 13.33 | Solar |  |  | Interconnected | Stillwater | Protected Data | Protected Data | Protected Data | Commercial | Solar* Rewards | 2013 | 2013 | n/a
Xcel Energy | 85 | 13781 | IOU | SRO29725 | 36 | Solar |  |  | Interconnected | Bloomington | Protected Data | Protected Data | Protected Data | Commercial | Solar* Rewards | 2013 | 2014 | n/a
Xcel Energy | 85 | 13781 | IOU | SRO29727 | 5 | Solar |  |  | Interconnected | Arden Hills | Protected Data | Protected Data | Protected Data | Residential | Solar* Rewards | 2013 | 2013 | n/a
Xcel Energy | 85 | 13781 | IOU | SRO29728 | 1.72 | Solar |  |  | Interconnected | Minneapolis | Protected Data | Protected Data | Protected Data | Residential | Solar* Rewards | 2013 | 2013 | n/a
Xcel Energy | 85 | 13781 | IOU | SRO29730 | 24 | Solar |  |  | Interconnected | Champlin | Protected Data | Protected Data | Protected Data | Commercial | Solar* Rewards | 2013 | 2014 | n/a
Xcel Energy | 85 | 13781 | IOU | SRO29732 | 45 | Solar |  |  | Interconnected | Lindstrom | Protected Data | Protected Data | Protected Data | Commercial | Solar* Rewards | 2013 | 2015 | n/a
Xcel Energy | 85 | 13781 | IOU | SRO29739 | 45 | Solar |  |  | Interconnected | Minneapolis | Protected Data | Protected Data | Protected Data | Commercial | Solar* Rewards | 2013 | 2013 | n/a
Xcel Energy | 85 | 13781 | IOU | SRO29741 | 36 | Solar |  |  | Interconnected | Minneapolis | Protected Data | Protected Data | Protected Data | Commercial | Solar* Rewards | 2013 | 2014 | n/a
Xcel Energy | 85 | 13781 | IOU | SRO29743 | 8.6 | Solar |  |  | Interconnected | Minneapolis | Protected Data | Protected Data | Protected Data | Residential | Solar* Rewards | 2013 | 2013 | n/a
Xcel Energy | 85 | 13781 | IOU | SRO29744 | 34.2 | Solar |  |  | Interconnected | Minneapolis | Protected Data | Protected Data | Protected Data | Commercial | Solar* Rewards | 2013 | 2013 | n/a
Xcel Energy | 85 | 13781 | IOU | SRO29745 | 27 | Solar |  |  | Interconnected | Lindstrom | Protected Data | Protected Data | Protected Data | Commercial | Solar* Rewards | 2013 | 2013 | n/a
Xcel Energy | 85 | 13781 | IOU | SRO29746 | 36 | Solar |  |  | Interconnected | Saint Cloud | Protected Data | Protected Data | Protected Data | Commercial | Solar* Rewards | 2013 | 2014 | n/a
Xcel Energy | 85 | 13781 | IOU | SRO29747 | 39.98 | Solar |  |  | Interconnected | Courtland | Protected Data | Protected Data | Protected Data | Commercial | Solar* Rewards | 2013 | 2014 | n/a
Xcel Energy | 85 | 13781 | IOU | SRO29749 | 36 | Solar |  |  | Interconnected | Hastings | Protected Data | Protected Data | Protected Data | Commercial | Solar* Rewards | 2013 | 2014 | n/a
Xcel Energy | 85 | 13781 | IOU | SRO29750 | 34.2 | Solar |  |  | Interconnected | Crystal | Protected Data | Protected Data | Protected Data | Commercial | Solar* Rewards | 2013 | 2014 | n/a
Xcel Energy | 85 | 13781 | IOU | SRO29752 | 36 | Solar |  |  | Interconnected | Crystal | Protected Data | Protected Data | Protected Data | Commercial | Solar* Rewards | 2013 | 2014 | n/a
Xcel Energy | 85 | 13781 | IOU | SRO29753 | 45 | Solar |  |  | Interconnected | Minneapolis | Protected Data | Protected Data | Protected Data | Commercial | Solar* Rewards | 2013 | 2014 | n/a
Xcel Energy | 85 | 13781 | IOU | SRO29759 | 3.87 | Solar |  |  | Interconnected | Lindstrom | Protected Data | Protected Data | Protected Data | Residential | Solar* Rewards | 2013 | 2013 | n/a
Xcel Energy | 85 | 13781 | IOU | SRO29760 | 39.5 | Solar |  |  | Interconnected | Saint Paul | Protected Data | Protected Data | Protected Data | Commercial | Solar* Rewards | 2013 | 2014 | n/a
Xcel Energy | 85 | 13781 | IOU | SRO29762 | 45 | Solar |  |  | Interconnected | Richfield | Protected Data | Protected Data | Protected Data | Commercial | Solar* Rewards | 2013 | 2016 | n/a
Xcel Energy | 85 | 13781 | IOU | SRO29770 | 9.245 | Solar |  |  | Interconnected | Roseville | Protected Data | Protected Data | Protected Data | Residential | Solar* Rewards | 2013 | 2015 | n/a
Xcel Energy | 85 | 13781 | IOU | SRO29773 | 40 | Solar |  |  | Interconnected | Apple Valley | Protected Data | Protected Data | Protected Data | Residential | Solar* Rewards | 2013 | 2016 | n/a
Xcel Energy | 85 | 13781 | IOU | SRO29777 | 40 | Solar |  |  | Interconnected | Mankato | Protected Data | Protected Data | Protected Data | Commercial | Solar* Rewards | 2013 | 2013 | n/a
Xcel Energy | 85 | 13781 | IOU | SRO29786 | 3.01 | Solar |  |  | Interconnected | Golden Valley | Protected Data | Protected Data | Protected Data | Residential | Solar* Rewards | 2013 | 2013 | n/a
Xcel Energy | 85 | 13781 | IOU | SRO29790 | 36 | Solar |  |  | Interconnected | Saint Paul | Protected Data | Protected Data | Protected Data | Commercial | Solar* Rewards | 2013 | 2014 | n/a
Xcel Energy | 85 | 13781 | IOU | SRO29791 | 18 | Solar |  |  | Interconnected | Pipestone | Protected Data | Protected Data | Protected Data | Commercial | Solar* Rewards | 2013 | 2013 | n/a
Xcel Energy | 85 | 13781 | IOU | SRO29792 | 5 | Solar |  |  | Interconnected | Minneapolis | Protected Data | Protected Data | Protected Data | Commercial | Solar* Rewards | 2013 | 2014 | n/a
Xcel Energy | 85 | 13781 | IOU | SRO29793 | 7.525 | Solar |  |  | Interconnected | Fridley | Protected Data | Protected Data | Protected Data | Residential | Solar* Rewards | 2013 | 2013 | n/a
Xcel Energy | 85 | 13781 | IOU | SRO29799 | 36 | Solar |  |  | Interconnected | Saint Cloud | Protected Data | Protected Data | Protected Data | Commercial | Solar* Rewards | 2013 | 2015 | n/a
Xcel Energy | 85 | 13781 | IOU | SRO29800 | 36 | Solar |  |  | Interconnected | Eagle Lake | Protected Data | Protected Data | Protected Data | Commercial | Solar* Rewards | 2013 | 2015 | n/a
Xcel Energy | 85 | 13781 | IOU | SRO29803 | 45 | Solar |  |  | Interconnected | Minneapolis | Protected Data | Protected Data | Protected Data | Commercial | Solar* Rewards | 2013 | 2013 | n/a
Xcel Energy | 85 | 13781 | IOU | SRO29806 | 9.995 | Solar |  |  | Interconnected | Hastings | Protected Data | Protected Data | Protected Data | Residential | Solar* Rewards | 2013 | 2013 | n/a
Xcel Energy | 85 | 13781 | IOU | SRO29810 | 36 | Solar |  |  | Interconnected | Fridley | Protected Data | Protected Data | Protected Data | Commercial | Solar* Rewards | 2013 | 2014 | n/a
Xcel Energy | 85 | 13781 | IOU | SRO29814 | 2.58 | Solar |  |  | Interconnected | Mankato | Protected Data | Protected Data | Protected Data | Commercial | Solar* Rewards | 2013 | 2015 | n/a
Xcel Energy | 85 | 13781 | IOU | SRO29818 | 36 | Solar |  |  | Interconnected | Maplewood | Protected Data | Protected Data | Protected Data | Commercial | Solar* Rewards | 2013 | 2014 | n/a
Xcel Energy | 85 | 13781 | IOU | SRO29825 | 3.87 | Solar |  |  | Interconnected | Edina | Protected Data | Protected Data | Protected Data | Residential | Solar* Rewards | 2013 | 2013 | n/a
Xcel Energy | 85 | 13781 | IOU | SRO29831 | 2.58 | Solar |  |  | Interconnected | Mankato | Protected Data | Protected Data | Protected Data | Commercial | Solar* Rewards | 2013 | 2015 | n/a
Xcel Energy | 85 | 13781 | IOU | SRO29833 | 36 | Solar |  |  | Interconnected | Maplewood | Protected Data | Protected Data | Protected Data | Commercial | Solar* Rewards | 2013 | 2015 | n/a
Xcel Energy | 85 | 13781 | IOU | SRO29837 | 5 | Solar |  |  | Interconnected | Coon Rapids | Protected Data | Protected Data | Protected Data | Residential | Solar* Rewards | 2013 | 2014 | n/a
Xcel Energy | 85 | 13781 | IOU | SRO29850 | 36 | Solar |  |  | Interconnected | Oakdale | Protected Data | Protected Data | Protected Data | Commercial | Solar* Rewards | 2013 | 2015 | n/a
Xcel Energy | 85 | 13781 | IOU | SRO29852 | 7.74 | Solar |  |  | Interconnected | North Oaks | Protected Data | Protected Data | Protected Data | Residential | Solar* Rewards | 2013 | 2013 | n/a
Xcel Energy | 85 | 13781 | IOU | SRO29866 | 13.76 | Solar |  |  | Interconnected | Zumbro Falls | Protected Data | Protected Data | Protected Data | Residential | Solar* Rewards | 2013 | 2013 | n/a
Xcel Energy | 85 | 13781 | IOU | SRO29867 | 36 | Solar |  |  | Interconnected | Eden Prairie | Protected Data | Protected Data | Protected Data | Commercial | Solar* Rewards | 2013 | 2014 | n/a
Xcel Energy | 85 | 13781 | IOU | SRO29870 | 6 | Solar |  |  | Interconnected | Gibbon | Protected Data | Protected Data | Protected Data | Commercial | Solar* Rewards | 2013 | 2014 | n/a
Xcel Energy | 85 | 13781 | IOU | SRO29877 | 7.6 | Solar |  |  | Interconnected | Inver Grove Heights | Protected Data | Protected Data | Protected Data | Residential | Solar* Rewards | 2013 | 2013 | n/a
Xcel Energy | 85 | 13781 | IOU | SRO29889 | 5.1 | Solar |  |  | Interconnected | Minnetonka | Protected Data | Protected Data | Protected Data | Residential | Solar* Rewards | 2013 | 2013 | n/a
Xcel Energy | 85 | 13781 | IOU | SRO29897 | 4.945 | Solar |  |  | Interconnected | Minneapolis | Protected Data | Protected Data | Protected Data | Residential | Solar* Rewards | 2013 | 2013 | n/a
Xcel Energy | 85 | 13781 | IOU | SRO29904 | 7.74 | Solar |  |  | Interconnected | Roseville | Protected Data | Protected Data | Protected Data | Residential | Solar* Rewards | 2013 | 2013 | n/a
Xcel Energy | 85 | 13781 | IOU | SRO29916 | 45 | Solar |  |  | Interconnected | Minneapolis | Protected Data | Protected Data | Protected Data | Commercial | Solar* Rewards | 2013 | 2013 | n/a
Xcel Energy | 85 | 13781 | IOU | SRO29924 | 36 | Solar |  |  | Interconnected | Kenyon | Protected Data | Protected Data | Protected Data | Commercial | Solar* Rewards | 2013 | 2014 | n/a
Xcel Energy | 85 | 13781 | IOU | SRO29944 | 7.31 | Solar |  |  | Interconnected | Afton | Protected Data | Protected Data | Protected Data | Residential | Solar* Rewards | 2013 | 2013 | n/a
Xcel Energy | 85 | 13781 | IOU | SRO29957 | 36 | Solar |  |  | Interconnected | Waterville | Protected Data | Protected Data | Protected Data | Commercial | Solar* Rewards | 2013 | 2013 | n/a
Xcel Energy | 85 | 13781 | IOU | SRO29960 | 5 | Solar |  |  | Interconnected | Minneapolis | Protected Data | Protected Data | Protected Data | Residential | Solar* Rewards | 2013 | 2013 | n/a
Xcel Energy | 85 | 13781 | IOU | SRO29964 | 5 | Solar |  |  | Interconnected | Shoreview | Protected Data | Protected Data | Protected Data | Residential | Solar* Rewards | 2013 | 2013 | n/a
Xcel Energy | 85 | 13781 | IOU | SRO29993 | 6.45 | Solar |  |  | Interconnected | Bloomington | Protected Data | Protected Data | Protected Data | Residential | Solar* Rewards | 2013 | 2013 | n/a
Xcel Energy | 85 | 13781 | IOU | SRO29995 | 8.88 | Solar |  |  | Interconnected | Minneapolis | Protected Data | Protected Data | Protected Data | Residential | Solar* Rewards | 2013 | 2014 | n/a
Xcel Energy | 85 | 13781 | IOU | SRO30000 | 6 | Solar |  |  | Interconnected | Brooklyn Center | Protected Data | Protected Data | Protected Data | Residential | Solar* Rewards | 2013 | 2014 | n/a
Xcel Energy | 85 | 13781 | IOU | SRO30014 | 1.72 | Solar |  |  | Interconnected | Minneapolis | Protected Data | Protected Data | Protected Data | Residential | Solar* Rewards | 2013 | 2013 | n/a
Xcel Energy | 85 | 13781 | IOU | SRO30031 | 20 | Solar |  |  | Interconnected | Pine Island | Protected Data | Protected Data | Protected Data | Residential | Solar* Rewards | 2013 | 2014 | n/a
Xcel Energy | 85 | 13781 | IOU | SRO30044 | 20.64 | Solar |  |  | Interconnected | Pine Island | Protected Data | Protected Data | Protected Data | Commercial | Solar* Rewards | 2013 | 2013 | n/a
Xcel Energy | 85 | 13781 | IOU | SRO30055 | 3.44 | Solar |  |  | Interconnected | Saint Cloud | Protected Data | Protected Data | Protected Data | Residential | Solar* Rewards | 2013 | 2014 | n/a
Xcel Energy | 85 | 13781 | IOU | SRO30075 | 36 | Solar |  |  | Interconnected | Minneapolis | Protected Data | Protected Data | Protected Data | Commercial | Solar* Rewards | 2013 | 2013 | n/a
Xcel Energy | 85 | 13781 | IOU | SRO30130 | 3.375 | Solar |  |  | Interconnected | Chanhassen | Protected Data | Protected Data | Protected Data | Residential | Solar* Rewards | 2013 | 2014 | n/a
Xcel Energy | 85 | 13781 | IOU | SRO30131 | 5 | Solar |  |  | Interconnected | Minnetonka | Protected Data | Protected Data | Protected Data | Residential | Solar* Rewards | 2013 | 2014 | n/a
Xcel Energy | 85 | 13781 | IOU | SRO30239 | 6 | Solar |  |  | Interconnected | Stillwater | Protected Data | Protected Data | Protected Data | Residential | Solar* Rewards | 2013 | 2013 | n/a
Xcel Energy | 85 | 13781 | IOU | SRO30352 | 3.01 | Solar |  |  | Interconnected | Eden Prairie | Protected Data | Protected Data | Protected Data | Residential | Solar* Rewards | 2013 | 2013 | n/a
Xcel Energy | 85 | 13781 | IOU | SRO30549 | 5 | Solar |  |  | Interconnected | Minneapolis | Protected Data | Protected Data | Protected Data | Residential | Solar* Rewards | 2013 | 2014 | n/a
Xcel Energy | 85 | 13781 | IOU | SRO31171 | 30 | Solar |  |  | Interconnected | Mankato | Protected Data | Protected Data | Protected Data | Commercial | Solar* Rewards | 2013 | 2013 | n/a
Xcel Energy | 85 | 13781 | IOU | SRO31444 | 36 | Solar |  |  | Interconnected | Woodbury | Protected Data | Protected Data | Protected Data | Commercial | Solar* Rewards | 2013 | 2015 | n/a
Xcel Energy | 85 | 13781 | IOU | SRO31543 | 5 | Solar |  |  | Interconnected | Minneapolis | Protected Data | Protected Data | Protected Data | Residential | Solar* Rewards | 2013 | 2013 | n/a
Xcel Energy | 85 | 13781 | IOU | Xcel S-L-1 | 10000 | Solar |  |  | Interconnected | Albany | Protected Data | Protected Data | Protected Data | Utility | n/a | 2016 | 2017 | n/a
Xcel Energy | 85 | 13781 | IOU | Xcel S-L-2 | 10000 | Solar |  |  | Interconnected | Paynesville | Protected Data | Protected Data | Protected Data | Utility | n/a | 2016 | 2017 | n/a
Xcel Energy | 85 | 13781 | IOU | Xcel S-L-3 | 10000 | Solar |  |  | Interconnected | Waseca | Protected Data | Protected Data | Protected Data | Utility | n/a | 2016 | 2017 | n/a
Xcel Energy | 85 | 13781 | IOU | 3128633 | 10 | Solar |  |  | Withdrawn | Shafer | Protected Data | Protected Data | Protected Data | Residential | Made In MN | 2014 |  | n/a
Xcel Energy | 85 | 13781 | IOU | 3128634 | 39 | Solar |  |  | Withdrawn | Saint Paul | Protected Data | Protected Data | Protected Data | Commercial | Made In MN | 2014 |  | n/a
Xcel Energy | 85 | 13781 | IOU | 3128635 | 39 | Solar |  |  | Withdrawn | Saint Paul | Protected Data | Protected Data | Protected Data | Residential | Made In MN | 2014 |  | n/a
Xcel Energy | 85 | 13781 | IOU | 3128636 | 39 | Solar |  |  | Withdrawn | Saint Paul | Protected Data | Protected Data | Protected Data | Commercial | Made In MN | 2014 |  | n/a
Xcel Energy | 85 | 13781 | IOU | 3128637 | 4 | Solar |  |  | Withdrawn | Winona | Protected Data | Protected Data | Protected Data | Commercial | Made In MN | 2014 |  | n/a
Xcel Energy | 85 | 13781 | IOU | 3128638 | 39 | Solar |  |  | Withdrawn | Minneapolis | Protected Data | Protected Data | Protected Data | Commercial | Made In MN | 2015 |  | n/a
Xcel Energy | 85 | 13781 | IOU | 3128639 | 5 | Solar |  |  | Withdrawn | Wayzata | Protected Data | Protected Data | Protected Data | Residential | Solar* Rewards | 2015 |  | n/a
Xcel Energy | 85 | 13781 | IOU | 3128640 | 5 | Solar |  |  | Withdrawn | Jordan | Protected Data | Protected Data | Protected Data | Residential | Made In MN | 2015 |  | n/a
Xcel Energy | 85 | 13781 | IOU | 3128641 | 10 | Solar |  |  | Withdrawn | Edina | Protected Data | Protected Data | Protected Data | Residential | Made In MN | 2015 |  | n/a
Xcel Energy | 85 | 13781 | IOU | 3128642 | 5 | Solar |  |  | Withdrawn | Minneapolis | Protected Data | Protected Data | Protected Data | Residential | Solar* Rewards | 2015 |  | n/a
Xcel Energy | 85 | 13781 | IOU | 3128643 | 39 | Solar |  |  | Withdrawn | Becker | Protected Data | Protected Data | Protected Data | Commercial | Made In MN | 2015 |  | n/a
Xcel Energy | 85 | 13781 | IOU | 3128644 | 14 | Solar |  |  | Withdrawn | Saint Paul | Protected Data | Protected Data | Protected Data | Commercial | Solar* Rewards | 2015 |  | n/a
Xcel Energy | 85 | 13781 | IOU | 3128646 | 0 | Solar |  |  | Withdrawn | Maplewood | Protected Data | Protected Data | Protected Data | Commercial | n/a | 2016 |  | n/a
Xcel Energy | 85 | 13781 | IOU | 3128647 | 0 | Solar |  |  | Withdrawn | Montevideo | Protected Data | Protected Data | Protected Data | Residential | n/a | 2017 |  | n/a
Xcel Energy | 85 | 13781 | IOU | 3128648 | 0 | Solar |  |  | Withdrawn | Saint Paul | Protected Data | Protected Data | Protected Data | Residential | Solar* Rewards | 2017 |  | n/a
Xcel Energy | 85 | 13781 | IOU | 3128649 | 0 | Solar |  |  | Withdrawn | Burnsville | Protected Data | Protected Data | Protected Data | Residential | Solar* Rewards | 2017 |  | n/a
Xcel Energy | 85 | 13781 | IOU | 3128650 | 0 | Solar |  |  | Withdrawn | Red Wing | Protected Data | Protected Data | Protected Data | Residential | Solar* Rewards | 2017 |  | n/a
Xcel Energy | 85 | 13781 | IOU | 3128651 | 0 | Solar |  |  | Withdrawn | Saint Paul | Protected Data | Protected Data | Protected Data | Residential | Solar* Rewards | 2017 |  | n/a
Xcel Energy | 85 | 13781 | IOU | 3128652 | 0 | Solar |  |  | Withdrawn | Hastings | Protected Data | Protected Data | Protected Data | Commercial | n/a | 2017 |  | n/a
Xcel Energy | 85 | 13781 | IOU | 3128653 | 0 | Solar |  |  | Withdrawn | Minnetonka | Protected Data | Protected Data | Protected Data | Residential | Solar* Rewards | 2017 |  | n/a
Xcel Energy | 85 | 13781 | IOU | 3128654 | 0 | Solar |  |  | Withdrawn | Saint Anthony | Protected Data | Protected Data | Protected Data | Residential | Solar* Rewards | 2017 |  | n/a
Xcel Energy | 85 | 13781 | IOU | 3128655 | 0 | Solar |  |  | Withdrawn | New Hope | Protected Data | Protected Data | Protected Data | Residential | n/a | 2018 |  | n/a
Xcel Energy | 85 | 13781 | IOU | 3128656 | 0 | Solar |  |  | Withdrawn | Saint Paul | Protected Data | Protected Data | Protected Data | Residential | Solar* Rewards | 2018 |  | n/a
Xcel Energy | 85 | 13781 | IOU | 3128657 | 0 | Solar |  |  | Withdrawn | Saint Paul | Protected Data | Protected Data | Protected Data | Residential | Solar* Rewards | 2018 |  | n/a
Xcel Energy | 85 | 13781 | IOU | 3128658 | 0 | Solar |  |  | Withdrawn | West Saint Paul | Protected Data | Protected Data | Protected Data | Commercial | Solar* Rewards | 2018 |  | n/a
Xcel Energy | 85 | 13781 | IOU | 3128659 | 0 | Solar |  |  | Withdrawn | Saint Cloud | Protected Data | Protected Data | Protected Data | Residential | Solar* Rewards | 2018 |  | n/a
Xcel Energy | 85 | 13781 | IOU | 3128660 | 0 | Solar |  |  | Withdrawn | Rogers | Protected Data | Protected Data | Protected Data | Residential | Solar* Rewards | 2018 |  | n/a
Xcel Energy | 85 | 13781 | IOU | 3128661 | 0 | Solar |  |  | Withdrawn | Lino Lakes | Protected Data | Protected Data | Protected Data | Residential | Solar* Rewards | 2018 |  | n/a
Xcel Energy | 85 | 13781 | IOU | 3128663 | 0 | Solar |  |  | Withdrawn | Cottage Grove | Protected Data | Protected Data | Protected Data | Residential | Solar* Rewards | 2018 |  | n/a
Xcel Energy | 85 | 13781 | IOU | 3128664 | 0 | Solar |  |  | Withdrawn | Lino Lakes | Protected Data | Protected Data | Protected Data | Residential | Solar* Rewards | 2018 |  | n/a
Xcel Energy | 85 | 13781 | IOU | 3128665 | 0 | Solar |  |  | Withdrawn | Saint Paul | Protected Data | Protected Data | Protected Data | Residential | Solar* Rewards | 2018 |  | n/a
Xcel Energy | 85 | 13781 | IOU | 3128666 | 0 | Solar |  |  | Withdrawn | New Brighton | Protected Data | Protected Data | Protected Data | Residential | Solar* Rewards | 2018 |  | n/a
Xcel Energy | 85 | 13781 | IOU | 3128667 | 0 | Solar |  |  | Withdrawn | Saint Cloud | Protected Data | Protected Data | Protected Data | Residential | Solar* Rewards | 2018 |  | n/a
Xcel Energy | 85 | 13781 | IOU | 3128668 | 0 | Solar |  |  | Withdrawn | Faribault | Protected Data | Protected Data | Protected Data | Residential | Solar* Rewards | 2018 |  | n/a
Xcel Energy | 85 | 13781 | IOU | 3128669 | 0 | Solar |  |  | Withdrawn | Minneapolis | Protected Data | Protected Data | Protected Data | Residential | Solar* Rewards | 2018 |  | n/a
Xcel Energy | 85 | 13781 | IOU | 3128670 | 0 | Solar |  |  | Withdrawn | Maplewood | Protected Data | Protected Data | Protected Data | Residential | Solar* Rewards | 2018 |  | n/a
Xcel Energy | 85 | 13781 | IOU | 3128671 | 0 | Solar |  |  | Withdrawn | Minneapolis | Protected Data | Protected Data | Protected Data | Residential | n/a | 2018 |  | n/a
Xcel Energy | 85 | 13781 | IOU | 3128672 | 0 | Solar |  |  | Withdrawn | Minneapolis | Protected Data | Protected Data | Protected Data | Residential | Solar* Rewards | 2018 |  | n/a
Xcel Energy | 85 | 13781 | IOU | 3128673 | 0 | Solar |  |  | Withdrawn | Minneapolis | Protected Data | Protected Data | Protected Data | Residential | Solar* Rewards | 2018 |  | n/a
Xcel Energy | 85 | 13781 | IOU | 3128674 | 0 | Solar |  |  | Withdrawn | Minneapolis | Protected Data | Protected Data | Protected Data | Residential | Solar* Rewards | 2018 |  | n/a
Xcel Energy | 85 | 13781 | IOU | 3128675 | 0 | Solar |  |  | Withdrawn | Minneapolis | Protected Data | Protected Data | Protected Data | Residential | Solar* Rewards | 2018 |  | n/a
Xcel Energy | 85 | 13781 | IOU | 3128676 | 0 | Solar |  |  | Withdrawn | Minnetonka | Protected Data | Protected Data | Protected Data | Commercial | n/a | 2018 |  | n/a
Xcel Energy | 85 | 13781 | IOU | 3128677 | 0 | Solar |  |  | Withdrawn | South Saint Paul | Protected Data | Protected Data | Protected Data | Residential | Solar* Rewards | 2018 |  | n/a
Xcel Energy | 85 | 13781 | IOU | 3128678 | 0 | Solar |  |  | Withdrawn | Paynesville | Protected Data | Protected Data | Protected Data | Commercial | Solar* Rewards | 2018 |  | n/a
Xcel Energy | 85 | 13781 | IOU | 3128679 | 0 | Solar |  |  | Withdrawn | Paynesville | Protected Data | Protected Data | Protected Data | Commercial | Solar* Rewards | 2018 |  | n/a
Xcel Energy | 85 | 13781 | IOU | 3128680 | 0 | Solar |  |  | Withdrawn | New Brighton | Protected Data | Protected Data | Protected Data | Residential | Solar* Rewards | 2018 |  | n/a
Xcel Energy | 85 | 13781 | IOU | 3128681 | 0 | Solar |  |  | Withdrawn | Red Wing | Protected Data | Protected Data | Protected Data | Residential | Solar* Rewards | 2018 |  | n/a
Xcel Energy | 85 | 13781 | IOU | 3128682 | 0 | Solar |  |  | Withdrawn | Minnetonka | Protected Data | Protected Data | Protected Data | Residential | Solar* Rewards | 2018 |  | n/a
Xcel Energy | 85 | 13781 | IOU | 3128683 | 0 | Solar |  |  | Withdrawn | Columbia Heights | Protected Data | Protected Data | Protected Data | Commercial | Solar* Rewards | 2018 |  | n/a
Xcel Energy | 85 | 13781 | IOU | 3128684 | 0 | Solar |  |  | Withdrawn | Columbia Heights | Protected Data | Protected Data | Protected Data | Commercial | Solar* Rewards | 2018 |  | n/a
Xcel Energy | 85 | 13781 | IOU | 3128685 | 0 | Solar |  |  | Withdrawn | Saint Paul | Protected Data | Protected Data | Protected Data | Residential | Solar* Rewards | 2018 |  | n/a
Xcel Energy | 85 | 13781 | IOU | 3128686 | 0 | Solar |  |  | Withdrawn | Saint Paul | Protected Data | Protected Data | Protected Data | Residential | Solar* Rewards | 2018 |  | n/a
Xcel Energy | 85 | 13781 | IOU | 3128687 | 0 | Solar |  |  | Withdrawn | Saint Paul | Protected Data | Protected Data | Protected Data | Residential | Solar* Rewards | 2018 |  | n/a
Xcel Energy | 85 | 13781 | IOU | 3128688 | 0 | Solar |  |  | Withdrawn | Saint Paul | Protected Data | Protected Data | Protected Data | Residential | Solar* Rewards | 2018 |  | n/a
Xcel Energy | 85 | 13781 | IOU | 3128689 | 0 | Solar |  |  | Withdrawn | Saint Paul | Protected Data | Protected Data | Protected Data | Residential | Solar* Rewards | 2018 |  | n/a
Xcel Energy | 85 | 13781 | IOU | 3128690 | 0 | Solar |  |  | Withdrawn | Saint Paul | Protected Data | Protected Data | Protected Data | Residential | Solar* Rewards | 2018 |  | n/a
Xcel Energy | 85 | 13781 | IOU | 3128691 | 0 | Solar |  |  | Withdrawn | Minnetonka | Protected Data | Protected Data | Protected Data | Commercial | Solar* Rewards | 2018 |  | n/a
Xcel Energy | 85 | 13781 | IOU | 3128692 | 0 | Solar |  |  | Withdrawn | Chisago City | Protected Data | Protected Data | Protected Data | Residential | Solar* Rewards | 2018 |  | n/a
Xcel Energy | 85 | 13781 | IOU | 3128693 | 0 | Solar |  |  | Withdrawn | Minneapolis | Protected Data | Protected Data | Protected Data | Commercial | Solar* Rewards | 2018 |  | n/a
Xcel Energy | 85 | 13781 | IOU | 3128694 | 0 | Solar |  |  | Withdrawn | Minneapolis | Protected Data | Protected Data | Protected Data | Commercial | Solar* Rewards | 2018 |  | n/a
Xcel Energy | 85 | 13781 | IOU | 3128695 | 0 | Solar |  |  | Withdrawn | Hugo | Protected Data | Protected Data | Protected Data | Residential | Solar* Rewards | 2018 |  | n/a
Xcel Energy | 85 | 13781 | IOU | 3128696 | 0 | Solar |  |  | Withdrawn | Altura | Protected Data | Protected Data | Protected Data | Residential | n/a | 2018 |  | n/a
Xcel Energy | 85 | 13781 | IOU | 3128697 | 0 | Solar |  |  | Withdrawn | Saint Paul Park | Protected Data | Protected Data | Protected Data | Commercial | Solar* Rewards | 2018 |  | n/a
Xcel Energy | 85 | 13781 | IOU | 3128698 | 0 | Solar |  |  | Withdrawn | Stillwater | Protected Data | Protected Data | Protected Data | Residential | Solar* Rewards | 2019 |  | n/a
Xcel Energy | 85 | 13781 | IOU | 3128699 | 0 | Solar |  |  | Withdrawn | Minneapolis | Protected Data | Protected Data | Protected Data | Residential | Solar* Rewards | 2019 |  | n/a
Xcel Energy | 85 | 13781 | IOU | 3128700 | 0 | Solar |  |  | Withdrawn | Bloomington | Protected Data | Protected Data | Protected Data | Residential | Solar* Rewards | 2019 |  | n/a
Xcel Energy | 85 | 13781 | IOU | 3128701 | 0 | Solar |  |  | Withdrawn | Bloomington | Protected Data | Protected Data | Protected Data | Residential | Solar* Rewards | 2019 |  | n/a
Xcel Energy | 85 | 13781 | IOU | 3128702 | 0 | Solar |  |  | Withdrawn | Starbuck | Protected Data | Protected Data | Protected Data | Residential | Solar* Rewards | 2019 |  | n/a
Xcel Energy | 85 | 13781 | IOU | 3128703 | 0 | Solar |  |  | Withdrawn | Lester Prairie | Protected Data | Protected Data | Protected Data | Residential | Solar* Rewards | 2019 |  | n/a
Xcel Energy | 85 | 13781 | IOU | 3128704 | 0 | Solar |  |  | Withdrawn | Waseca | Protected Data | Protected Data | Protected Data | Commercial | Solar* Rewards | 2019 |  | n/a
Xcel Energy | 85 | 13781 | IOU | 3128705 | 0 | Solar |  |  | Withdrawn | Mayer | Protected Data | Protected Data | Protected Data | Residential | Solar* Rewards | 2019 |  | n/a
Xcel Energy | 85 | 13781 | IOU | 3128706 | 0 | Solar |  |  | Withdrawn | Saint Louis Park | Protected Data | Protected Data | Protected Data | Residential | Solar* Rewards | 2019 |  | n/a
Xcel Energy | 85 | 13781 | IOU | 3128707 | 0 | Solar |  |  | Withdrawn | Raymond | Protected Data | Protected Data | Protected Data | Commercial | Solar* Rewards | 2019 |  | n/a
Xcel Energy | 85 | 13781 | IOU | 3128708 | 0 | Solar |  |  | Withdrawn | Minneapolis | Protected Data | Protected Data | Protected Data | Residential | Solar* Rewards | 2019 |  | n/a
Xcel Energy | 85 | 13781 | IOU | 3128709 | 0 | Solar |  |  | Withdrawn | Saint Paul | Protected Data | Protected Data | Protected Data | Residential | Solar* Rewards | 2019 |  | n/a
Xcel Energy | 85 | 13781 | IOU | 3128710 | 0 | Solar |  |  | Withdrawn | Saint Paul | Protected Data | Protected Data | Protected Data | Residential | Solar* Rewards | 2019 |  | n/a
Xcel Energy | 85 | 13781 | IOU | 3128711 | 0 | Solar |  |  | Withdrawn | Jasper | Protected Data | Protected Data | Protected Data | Residential | Solar* Rewards | 2019 |  | n/a
Xcel Energy | 85 | 13781 | IOU | 3128712 | 0 | Solar |  |  | Withdrawn | Minneapolis | Protected Data | Protected Data | Protected Data | Residential | Solar* Rewards | 2019 |  | n/a
Xcel Energy | 85 | 13781 | IOU | 3128713 | 0 | Solar |  |  | Withdrawn | Woodbury | Protected Data | Protected Data | Protected Data | Residential | Solar* Rewards | 2019 |  | n/a
Xcel Energy | 85 | 13781 | IOU | 3128714 | 0 | Solar |  |  | Withdrawn | Hokah | Protected Data | Protected Data | Protected Data | Residential | Solar* Rewards | 2019 |  | n/a
Xcel Energy | 85 | 13781 | IOU | 3128715 | 0 | Solar |  |  | Withdrawn | Wood Lake | Protected Data | Protected Data | Protected Data | Residential | Solar* Rewards | 2019 |  | n/a
Xcel Energy | 85 | 13781 | IOU | 3128716 | 0 | Solar |  |  | Withdrawn | Minneapolis | Protected Data | Protected Data | Protected Data | Residential | Solar* Rewards | 2019 |  | n/a
Xcel Energy | 85 | 13781 | IOU | 3128717 | 0 | Solar |  |  | Withdrawn | Minneapolis | Protected Data | Protected Data | Protected Data | Commercial | Solar* Rewards | 2019 |  | n/a
Xcel Energy | 85 | 13781 | IOU | 3128718 | 0 | Solar |  |  | Withdrawn | Prior Lake | Protected Data | Protected Data | Protected Data | Residential | Solar* Rewards | 2019 |  | n/a
Xcel Energy | 85 | 13781 | IOU | 3128719 | 0 | Solar |  |  | Withdrawn | Center City | Protected Data | Protected Data | Protected Data | Residential | Solar* Rewards | 2019 |  | n/a
Xcel Energy | 85 | 13781 | IOU | 3128723 | 0 | Solar |  |  | Withdrawn | Bloomington | Protected Data | Protected Data | Protected Data | Commercial | Solar* Rewards | 2019 |  | n/a
Xcel Energy | 85 | 13781 | IOU | 3128724 | 0 | Solar |  |  | Withdrawn | Bloomington | Protected Data | Protected Data | Protected Data | Commercial | Solar* Rewards | 2019 |  | n/a
Xcel Energy | 85 | 13781 | IOU | 3128725 | 0 | Solar |  |  | Withdrawn | Bloomington | Protected Data | Protected Data | Protected Data | Commercial | Solar* Rewards | 2019 |  | n/a
Xcel Energy | 85 | 13781 | IOU | 3128726 | 0 | Solar |  |  | Withdrawn | Bloomington | Protected Data | Protected Data | Protected Data | Commercial | Solar* Rewards | 2019 |  | n/a
Xcel Energy | 85 | 13781 | IOU | 3128727 | 0 | Solar |  |  | Withdrawn | Minneapolis | Protected Data | Protected Data | Protected Data | Residential | Solar* Rewards | 2019 |  | n/a
Xcel Energy | 85 | 13781 | IOU | 3128728 | 0 | Solar |  |  | Withdrawn | West Saint Paul | Protected Data | Protected Data | Protected Data | Residential | Solar* Rewards | 2019 |  | n/a
Xcel Energy | 85 | 13781 | IOU | 3128729 | 0 | Solar |  |  | Withdrawn | Saint Paul | Protected Data | Protected Data | Protected Data | Residential | Solar* Rewards | 2019 |  | n/a
Xcel Energy | 85 | 13781 | IOU | 3128730 | 0 | Solar |  |  | Withdrawn | Annandale | Protected Data | Protected Data | Protected Data | Residential | Solar* Rewards | 2019 |  | n/a
Xcel Energy | 85 | 13781 | IOU | 3128904 | 0 | Solar |  |  | Withdrawn | Lake Elmo | Protected Data | Protected Data | Protected Data | Residential | Made In MN | 2014 |  | n/a
Xcel Energy | 85 | 13781 | IOU | 3128905 | 0 | Solar |  |  | Withdrawn | Winona | Protected Data | Protected Data | Protected Data | Residential | Made In MN | 2014 |  | n/a
Xcel Energy | 85 | 13781 | IOU | 3128906 | 0 | Solar |  |  | Withdrawn | Saint Paul | Protected Data | Protected Data | Protected Data | Residential | Made In MN | 2015 |  | n/a
Xcel Energy | 85 | 13781 | IOU | 3128907 | 0 | Solar |  |  | Withdrawn | Cottage Grove | Protected Data | Protected Data | Protected Data | Residential | Made In MN | 2015 |  | n/a
Xcel Energy | 85 | 13781 | IOU | 3128908 | 0 | Solar |  |  | Withdrawn | Champlin | Protected Data | Protected Data | Protected Data | Residential | Solar* Rewards | 2015 |  | n/a
Xcel Energy | 85 | 13781 | IOU | 3128909 | 0 | Solar |  |  | Withdrawn | Minnetonka | Protected Data | Protected Data | Protected Data | Residential | Solar* Rewards | 2016 |  | n/a
Xcel Energy | 85 | 13781 | IOU | 3128910 | 0 | Solar |  |  | Withdrawn | Roseville | Protected Data | Protected Data | Protected Data | Residential | Made In MN | 2016 |  | n/a
Xcel Energy | 85 | 13781 | IOU | 3128911 | 0 | Solar |  |  | Withdrawn | Saint Paul | Protected Data | Protected Data | Protected Data | Residential | n/a | 2016 |  | n/a
Xcel Energy | 85 | 13781 | IOU | 3128912 | 0 | Solar |  |  | Withdrawn | Fort Wayne | Protected Data | Protected Data | Protected Data | Residential | n/a | 2016 |  | n/a
Xcel Energy | 85 | 13781 | IOU | 3128913 | 126 | Solar |  |  | Withdrawn | Montevideo | Protected Data | Protected Data | Protected Data | Residential | n/a | 2017 |  | n/a
Xcel Energy | 85 | 13781 | IOU | 3128914 | 0 | Solar |  |  | Withdrawn | Woodbury | Protected Data | Protected Data | Protected Data | Residential | Made In MN | 2017 |  | n/a
Xcel Energy | 85 | 13781 | IOU | 3128915 | 0 | Solar |  |  | Withdrawn | Minneapolis | Protected Data | Protected Data | Protected Data | Residential | Solar* Rewards | 2017 |  | n/a
Xcel Energy | 85 | 13781 | IOU | 3128916 | 0 | Solar |  |  | Withdrawn | Minnetonka | Protected Data | Protected Data | Protected Data | Residential | n/a | 2017 |  | n/a
Xcel Energy | 85 | 13781 | IOU | 3128917 | 0 | Solar |  |  | Withdrawn | Minnetonka | Protected Data | Protected Data | Protected Data | Residential | n/a | 2017 |  | n/a
Xcel Energy | 85 | 13781 | IOU | 3128918 | 0 | Solar |  |  | Withdrawn | Saint Paul | Protected Data | Protected Data | Protected Data | Residential | n/a | 2017 |  | n/a
Xcel Energy | 85 | 13781 | IOU | 3128919 | 4 | Solar |  |  | Withdrawn | Minneapolis | Protected Data | Protected Data | Protected Data | Residential | n/a | 2017 |  | n/a
Xcel Energy | 85 | 13781 | IOU | 3128920 | 0 | Solar |  |  | Withdrawn | Stillwater | Protected Data | Protected Data | Protected Data | Residential | n/a | 2017 |  | n/a
Xcel Energy | 85 | 13781 | IOU | 3128921 | 20 | Solar |  |  | Withdrawn | Minneapolis | Protected Data | Protected Data | Protected Data | Commercial | Solar* Rewards | 2018 |  | n/a
Xcel Energy | 85 | 13781 | IOU | 3128922 | 10 | Solar |  |  | Withdrawn | Saint Anthony | Protected Data | Protected Data | Protected Data | Residential | Solar* Rewards | 2018 |  | n/a
Xcel Energy | 85 | 13781 | IOU | 3128923 | 14 | Solar |  |  | Withdrawn | Minneapolis | Protected Data | Protected Data | Protected Data | Residential | Solar* Rewards | 2018 |  | n/a
Xcel Energy | 85 | 13781 | IOU | 3128924 | 7 | Solar |  |  | Withdrawn | Waseca | Protected Data | Protected Data | Protected Data | Residential | Solar* Rewards | 2018 |  | n/a
Xcel Energy | 85 | 13781 | IOU | 3128925 | 0 | Solar |  |  | Withdrawn | Saint Paul | Protected Data | Protected Data | Protected Data | Residential | Solar* Rewards | 2018 |  | n/a
Xcel Energy | 85 | 13781 | IOU | 3128926 | 0 | Solar |  |  | Withdrawn | Scandia | Protected Data | Protected Data | Protected Data | Residential | Solar* Rewards | 2018 |  | n/a
Xcel Energy | 85 | 13781 | IOU | 3128927 | 2 | Solar |  |  | Withdrawn | Hastings | Protected Data | Protected Data | Protected Data | Residential | Solar* Rewards | 2018 |  | n/a
Xcel Energy | 85 | 13781 | IOU | 3128928 | 0 | Solar |  |  | Withdrawn | La Crescent | Protected Data | Protected Data | Protected Data | Residential | Solar* Rewards | 2018 |  | n/a
Xcel Energy | 85 | 13781 | IOU | 3128929 | 0 | Solar |  |  | Withdrawn | Saint Joseph | Protected Data | Protected Data | Protected Data | Residential | Solar* Rewards | 2018 |  | n/a
Xcel Energy | 85 | 13781 | IOU | 3128930 | 0 | Storage |  | X | Withdrawn | Edina | Protected Data | Protected Data | Protected Data | Residential | Solar* Rewards | 2018 |  | n/a
Xcel Energy | 85 | 13781 | IOU | 3128931 | 33 | Solar |  |  | Withdrawn | Minneapolis | Protected Data | Protected Data | Protected Data | Commercial | n/a | 2018 |  | n/a
Xcel Energy | 85 | 13781 | IOU | 3128932 | 7 | Solar |  |  | Withdrawn | Saint Paul | Protected Data | Protected Data | Protected Data | Residential | Solar* Rewards | 2018 |  | n/a
Xcel Energy | 85 | 13781 | IOU | 3128933 | 20 | Solar |  |  | Withdrawn | White Bear Lake | Protected Data | Protected Data | Protected Data | Commercial | Solar* Rewards | 2018 |  | n/a
Xcel Energy | 85 | 13781 | IOU | 3128934 | 32 | Solar |  |  | Withdrawn | Byron | Protected Data | Protected Data | Protected Data | Commercial | Solar* Rewards | 2018 |  | n/a
Xcel Energy | 85 | 13781 | IOU | 3128935 | 40 | Solar |  |  | Withdrawn | Spring Lake Park | Protected Data | Protected Data | Protected Data | Commercial | Solar* Rewards | 2018 |  | n/a
Xcel Energy | 85 | 13781 | IOU | 3128936 | 40 | Solar |  |  | Withdrawn | Saint Paul | Protected Data | Protected Data | Protected Data | Commercial | Solar* Rewards | 2018 |  | n/a
Xcel Energy | 85 | 13781 | IOU | 3128937 | 5 | Solar |  |  | Withdrawn | Minneapolis | Protected Data | Protected Data | Protected Data | Commercial | Solar* Rewards | 2018 |  | n/a
Xcel Energy | 85 | 13781 | IOU | 3128938 | 0 | Solar |  |  | Withdrawn | Minneapolis | Protected Data | Protected Data | Protected Data | Residential | n/a | 2018 |  | n/a
Xcel Energy | 85 | 13781 | IOU | 3128939 | 7 | Solar |  |  | Withdrawn | Kingston | Protected Data | Protected Data | Protected Data | Commercial | Solar* Rewards | 2018 |  | n/a
Xcel Energy | 85 | 13781 | IOU | 3128940 | 0 | Solar |  |  | Withdrawn | Maplewood | Protected Data | Protected Data | Protected Data | Commercial | Solar* Rewards | 2018 |  | n/a
Xcel Energy | 85 | 13781 | IOU | 3128941 | 824 | Solar |  |  | Withdrawn | Minneapolis | Protected Data | Protected Data | Protected Data | Commercial | n/a | 2018 |  | n/a
Xcel Energy | 85 | 13781 | IOU | 3128942 | 4 | Solar |  |  | Withdrawn | Lino Lakes | Protected Data | Protected Data | Protected Data | Residential | Solar* Rewards | 2018 |  | n/a
Xcel Energy | 85 | 13781 | IOU | 3128943 | 28 | Solar |  |  | Withdrawn | Belle Plaine | Protected Data | Protected Data | Protected Data | Commercial | Solar* Rewards | 2018 |  | n/a
Xcel Energy | 85 | 13781 | IOU | 3128944 | 40 | Solar |  |  | Withdrawn | Renville | Protected Data | Protected Data | Protected Data | Residential | n/a | 2018 |  | n/a
Xcel Energy | 85 | 13781 | IOU | 3128945 | 0 | Solar |  |  | Withdrawn | Plymouth | Protected Data | Protected Data | Protected Data | Commercial | n/a | 2018 |  | n/a
Xcel Energy | 85 | 13781 | IOU | 3128946 | 0 | Solar |  |  | Withdrawn | Saint Cloud | Protected Data | Protected Data | Protected Data | Residential | Solar* Rewards | 2018 |  | n/a
Xcel Energy | 85 | 13781 | IOU | 3128947 | 0 | Solar |  |  | Withdrawn | Fridley | Protected Data | Protected Data | Protected Data | Commercial | Solar* Rewards | 2018 |  | n/a
Xcel Energy | 85 | 13781 | IOU | 3128948 | 653 | Solar |  |  | Withdrawn | Minnetonka | Protected Data | Protected Data | Protected Data | Commercial | n/a | 2018 |  | n/a
Xcel Energy | 85 | 13781 | IOU | 3128949 | 78 | Solar |  |  | Withdrawn | Minneapolis | Protected Data | Protected Data | Protected Data | Residential | n/a | 2018 |  | n/a
Xcel Energy | 85 | 13781 | IOU | 3128950 | 15 | Solar |  |  | Withdrawn | Bird Island | Protected Data | Protected Data | Protected Data | Commercial | Solar* Rewards | 2018 |  | n/a
Xcel Energy | 85 | 13781 | IOU | 3128951 | 27 | Solar |  |  | Withdrawn | Janesville | Protected Data | Protected Data | Protected Data | Residential | Solar* Rewards | 2018 |  | n/a
Xcel Energy | 85 | 13781 | IOU | 3128952 | 8 | Solar |  |  | Withdrawn | Waseca | Protected Data | Protected Data | Protected Data | Commercial | Solar* Rewards | 2018 |  | n/a
Xcel Energy | 85 | 13781 | IOU | 3128953 | 27 | Solar |  |  | Withdrawn | Janesville | Protected Data | Protected Data | Protected Data | Residential | Solar* Rewards | 2018 |  | n/a
Xcel Energy | 85 | 13781 | IOU | 3128954 | 27 | Solar |  |  | Withdrawn | Janesville | Protected Data | Protected Data | Protected Data | Residential | Solar* Rewards | 2018 |  | n/a
Xcel Energy | 85 | 13781 | IOU | 3128955 | 3 | Solar |  |  | Withdrawn | Coon Rapids | Protected Data | Protected Data | Protected Data | Residential | n/a | 2018 |  | n/a
Xcel Energy | 85 | 13781 | IOU | 3128956 | 18 | Solar |  |  | Withdrawn | Saint Michael | Protected Data | Protected Data | Protected Data | Residential | Solar* Rewards | 2018 |  | n/a
Xcel Energy | 85 | 13781 | IOU | 3128957 | 0 | Solar |  |  | Withdrawn | Norwood Young America | Protected Data | Protected Data | Protected Data | Residential | n/a | 2018 |  | n/a
Xcel Energy | 85 | 13781 | IOU | 3128958 | 28 | Solar |  |  | Withdrawn | Sacred Heart | Protected Data | Protected Data | Protected Data | Residential | Solar* Rewards | 2018 |  | n/a
Xcel Energy | 85 | 13781 | IOU | 3128959 | 39 | Solar |  |  | Withdrawn | New Prague | Protected Data | Protected Data | Protected Data | Residential | Solar* Rewards | 2018 |  | n/a
Xcel Energy | 85 | 13781 | IOU | 3128960 | 1 | Solar |  |  | Withdrawn | New Prague | Protected Data | Protected Data | Protected Data | Residential | Solar* Rewards | 2018 |  | n/a
Xcel Energy | 85 | 13781 | IOU | 3128961 | 0 | Solar |  |  | Withdrawn | Shoreview | Protected Data | Protected Data | Protected Data | Commercial | n/a | 2018 |  | n/a
Xcel Energy | 85 | 13781 | IOU | 3128962 | 8 | Solar |  |  | Withdrawn | Paynesville | Protected Data | Protected Data | Protected Data | Commercial | Solar* Rewards | 2018 |  | n/a
Xcel Energy | 85 | 13781 | IOU | 3128963 | 8 | Solar |  |  | Withdrawn | Minneapolis | Protected Data | Protected Data | Protected Data | Residential | Solar* Rewards | 2018 |  | n/a
Xcel Energy | 85 | 13781 | IOU | 3128964 | 0 | Solar |  |  | Withdrawn | Minneapolis | Protected Data | Protected Data | Protected Data | Residential | n/a | 2018 |  | n/a
Xcel Energy | 85 | 13781 | IOU | 3128965 | 50 | Solar |  |  | Withdrawn | Renville | Protected Data | Protected Data | Protected Data | Commercial | n/a | 2018 |  | n/a
Xcel Energy | 85 | 13781 | IOU | 3128966 | 8 | Solar |  |  | Withdrawn | Hartland | Protected Data | Protected Data | Protected Data | Commercial | Solar* Rewards | 2018 |  | n/a
Xcel Energy | 85 | 13781 | IOU | 3128967 | 27 | Solar |  |  | Withdrawn | Hartland | Protected Data | Protected Data | Protected Data | Commercial | Solar* Rewards | 2018 |  | n/a
Xcel Energy | 85 | 13781 | IOU | 3128968 | 18 | Solar |  |  | Withdrawn | Hartland | Protected Data | Protected Data | Protected Data | Commercial | Solar* Rewards | 2018 |  | n/a
Xcel Energy | 85 | 13781 | IOU | 3128969 | 5 | Solar |  |  | Withdrawn | Faribault | Protected Data | Protected Data | Protected Data | Residential | Solar* Rewards | 2018 |  | n/a
Xcel Energy | 85 | 13781 | IOU | 3128970 | 4 | Solar |  |  | Withdrawn | Saint Paul | Protected Data | Protected Data | Protected Data | Residential | Solar* Rewards | 2018 |  | n/a
Xcel Energy | 85 | 13781 | IOU | 3128971 | 2 | Solar |  |  | Withdrawn | New Brighton | Protected Data | Protected Data | Protected Data | Residential | Solar* Rewards | 2018 |  | n/a
Xcel Energy | 85 | 13781 | IOU | 3128972 | 50 | Solar |  |  | Withdrawn | Renville | Protected Data | Protected Data | Protected Data | Commercial | n/a | 2018 |  | n/a
Xcel Energy | 85 | 13781 | IOU | 3128973 | 0 | Solar |  |  | Withdrawn | Minneapolis | Protected Data | Protected Data | Protected Data | Residential | n/a | 2018 |  | n/a
Xcel Energy | 85 | 13781 | IOU | 3128974 | 11 | Solar |  |  | Withdrawn | Winona | Protected Data | Protected Data | Protected Data | Residential | Solar* Rewards | 2018 |  | n/a
Xcel Energy | 85 | 13781 | IOU | 3128975 | 4 | Solar |  |  | Withdrawn | Saint Paul | Protected Data | Protected Data | Protected Data | Residential | Solar* Rewards | 2018 |  | n/a
Xcel Energy | 85 | 13781 | IOU | 3128976 | 8 | Solar |  |  | Withdrawn | New Prague | Protected Data | Protected Data | Protected Data | Residential | n/a | 2018 |  | n/a
Xcel Energy | 85 | 13781 | IOU | 3128977 | 0 | Solar |  |  | Withdrawn | Saint Paul | Protected Data | Protected Data | Protected Data | Residential | Solar* Rewards | 2018 |  | n/a
Xcel Energy | 85 | 13781 | IOU | 3128978 | 39 | Solar |  |  | Withdrawn | Minnetonka | Protected Data | Protected Data | Protected Data | Commercial | Solar* Rewards | 2018 |  | n/a
Xcel Energy | 85 | 13781 | IOU | 3128979 | 0 | Solar |  |  | Withdrawn | Minneapolis | Protected Data | Protected Data | Protected Data | Commercial | Solar* Rewards | 2018 |  | n/a
Xcel Energy | 85 | 13781 | IOU | 3128980 | 22 | Solar |  |  | Withdrawn | Stillwater | Protected Data | Protected Data | Protected Data | Residential | Solar* Rewards | 2018 |  | n/a
Xcel Energy | 85 | 13781 | IOU | 3128981 | 40 | Solar |  |  | Withdrawn | Cannon Falls | Protected Data | Protected Data | Protected Data | Commercial | Solar* Rewards | 2018 |  | n/a
Xcel Energy | 85 | 13781 | IOU | 3128982 | 12 | Solar |  |  | Withdrawn | Janesville | Protected Data | Protected Data | Protected Data | Commercial | n/a | 2018 |  | n/a
Xcel Energy | 85 | 13781 | IOU | 3128983 | 3 | Solar |  |  | Withdrawn | Waterville | Protected Data | Protected Data | Protected Data | Commercial | Solar* Rewards | 2018 |  | n/a
Xcel Energy | 85 | 13781 | IOU | 3128984 | 20 | Solar |  |  | Withdrawn | La Crescent | Protected Data | Protected Data | Protected Data | Commercial | Solar* Rewards | 2018 |  | n/a
Xcel Energy | 85 | 13781 | IOU | 3128985 | 13 | Solar |  |  | Withdrawn | Waterville | Protected Data | Protected Data | Protected Data | Commercial | Solar* Rewards | 2018 |  | n/a
Xcel Energy | 85 | 13781 | IOU | 3128986 | 18 | Solar |  |  | Withdrawn | Minneapolis | Protected Data | Protected Data | Protected Data | Commercial | Solar* Rewards | 2018 |  | n/a
Xcel Energy | 85 | 13781 | IOU | 3128987 | 18 | Solar |  |  | Withdrawn | Minneapolis | Protected Data | Protected Data | Protected Data | Commercial | Solar* Rewards | 2018 |  | n/a
Xcel Energy | 85 | 13781 | IOU | 3128988 | 0 | Solar |  |  | Withdrawn | Minneapolis | Protected Data | Protected Data | Protected Data | Commercial | n/a | 2018 |  | n/a
Xcel Energy | 85 | 13781 | IOU | 3128989 | 325 | Solar |  |  | Withdrawn | Minneapolis | Protected Data | Protected Data | Protected Data | Commercial | Solar* Rewards | 2018 |  | n/a
Xcel Energy | 85 | 13781 | IOU | 3128990 | 8 | Solar |  |  | Withdrawn | Northfield | Protected Data | Protected Data | Protected Data | Commercial | Solar* Rewards | 2018 |  | n/a
Xcel Energy | 85 | 13781 | IOU | 3128991 | 0 | Solar |  |  | Withdrawn | Mound | Protected Data | Protected Data | Protected Data | Residential | n/a | 2018 |  | n/a
Xcel Energy | 85 | 13781 | IOU | 3128993 | 5 | Solar |  |  | Withdrawn | Saint Paul | Protected Data | Protected Data | Protected Data | Commercial | Solar* Rewards | 2018 |  | n/a
Xcel Energy | 85 | 13781 | IOU | 3128994 | 9 | Solar |  |  | Withdrawn | Saint Paul | Protected Data | Protected Data | Protected Data | Commercial | Solar* Rewards | 2018 |  | n/a
Xcel Energy | 85 | 13781 | IOU | 3128995 | 9 | Solar |  |  | Withdrawn | Monticello | Protected Data | Protected Data | Protected Data | Residential | Solar* Rewards | 2018 |  | n/a
Xcel Energy | 85 | 13781 | IOU | 3128996 | 15 | Solar |  |  | Withdrawn | Goodhue | Protected Data | Protected Data | Protected Data | Residential | Solar* Rewards | 2018 |  | n/a
Xcel Energy | 85 | 13781 | IOU | 3128997 | 15 | Solar |  |  | Withdrawn | Goodhue | Protected Data | Protected Data | Protected Data | Residential | Solar* Rewards | 2018 |  | n/a
Xcel Energy | 85 | 13781 | IOU | 3128998 | 40 | Solar |  |  | Withdrawn | Lake City | Protected Data | Protected Data | Protected Data | Commercial | Solar* Rewards | 2018 |  | n/a
Xcel Energy | 85 | 13781 | IOU | 3128999 | 24 | Solar |  |  | Withdrawn | Lake City | Protected Data | Protected Data | Protected Data | Residential | Solar* Rewards | 2018 |  | n/a
Xcel Energy | 85 | 13781 | IOU | 3129000 | 18 | Solar |  |  | Withdrawn | Lake City | Protected Data | Protected Data | Protected Data | Residential | Solar* Rewards | 2018 |  | n/a
Xcel Energy | 85 | 13781 | IOU | 3129001 | 13 | Solar |  |  | Withdrawn | Lake City | Protected Data | Protected Data | Protected Data | Residential | Solar* Rewards | 2018 |  | n/a
Xcel Energy | 85 | 13781 | IOU | 3129002 | 17 | Solar |  |  | Withdrawn | Lake City | Protected Data | Protected Data | Protected Data | Residential | Solar* Rewards | 2018 |  | n/a
Xcel Energy | 85 | 13781 | IOU | 3129003 | 0 | Solar |  |  | Withdrawn | Altura | Protected Data | Protected Data | Protected Data | Residential | n/a | 2018 |  | n/a
Xcel Energy | 85 | 13781 | IOU | 3129004 | 0 | Solar |  |  | Withdrawn | Saint Cloud | Protected Data | Protected Data | Protected Data | Commercial | Solar* Rewards | 2019 |  | n/a
Xcel Energy | 85 | 13781 | IOU | 3129006 | 26 | Solar |  |  | Withdrawn | Delano | Protected Data | Protected Data | Protected Data | Residential | Solar* Rewards | 2019 |  | n/a
Xcel Energy | 85 | 13781 | IOU | 3129007 | 11 | Solar |  |  | Withdrawn | Delano | Protected Data | Protected Data | Protected Data | Residential | Solar* Rewards | 2019 |  | n/a
Xcel Energy | 85 | 13781 | IOU | 3129008 | 8 | Solar |  |  | Withdrawn | New Brighton | Protected Data | Protected Data | Protected Data | Residential | Solar* Rewards | 2019 |  | n/a
Xcel Energy | 85 | 13781 | IOU | 3129009 | 16 | Solar |  |  | Withdrawn | Faribault | Protected Data | Protected Data | Protected Data | Residential | Solar* Rewards | 2019 |  | n/a
Xcel Energy | 85 | 13781 | IOU | 3129010 | 8 | Solar |  |  | Withdrawn | Stacy | Protected Data | Protected Data | Protected Data | Residential | Solar* Rewards | 2019 |  | n/a
Xcel Energy | 85 | 13781 | IOU | 3129011 | 9 | Solar |  |  | Withdrawn | Roseville | Protected Data | Protected Data | Protected Data | Residential | Solar* Rewards | 2019 |  | n/a
Xcel Energy | 85 | 13781 | IOU | 3129012 | 5 | Solar |  |  | Withdrawn | Minneapolis | Protected Data | Protected Data | Protected Data | Commercial | Solar* Rewards | 2019 |  | n/a
Xcel Energy | 85 | 13781 | IOU | 3129013 | 8 | Solar |  |  | Withdrawn | Vadnais Heights | Protected Data | Protected Data | Protected Data | Residential | Solar* Rewards | 2019 |  | n/a
Xcel Energy | 85 | 13781 | IOU | 3129014 | 6 | Solar |  |  | Withdrawn | Minneapolis | Protected Data | Protected Data | Protected Data | Residential | Solar* Rewards | 2019 |  | n/a
Xcel Energy | 85 | 13781 | IOU | 3129015 | 30 | Solar |  |  | Withdrawn | Montevideo | Protected Data | Protected Data | Protected Data | Commercial | Solar* Rewards | 2019 |  | n/a
Xcel Energy | 85 | 13781 | IOU | 3129016 | 0 | Solar |  |  | Withdrawn | New Brighton | Protected Data | Protected Data | Protected Data | Residential | Solar* Rewards | 2019 |  | n/a
Xcel Energy | 85 | 13781 | IOU | 3129017 | 21 | Solar |  |  | Withdrawn | Lester Prairie | Protected Data | Protected Data | Protected Data | Residential | Solar* Rewards | 2019 |  | n/a
Xcel Energy | 85 | 13781 | IOU | 3129018 | 27 | Solar |  |  | Withdrawn | Sacred Heart | Protected Data | Protected Data | Protected Data | Residential | Solar* Rewards | 2019 |  | n/a
Xcel Energy | 85 | 13781 | IOU | 3129019 | 20 | Solar |  |  | Withdrawn | Sacred Heart | Protected Data | Protected Data | Protected Data | Commercial | Solar* Rewards | 2019 |  | n/a
Xcel Energy | 85 | 13781 | IOU | 3129020 | 15 | Solar |  |  | Withdrawn | Watson | Protected Data | Protected Data | Protected Data | Residential | Solar* Rewards | 2019 |  | n/a
Xcel Energy | 85 | 13781 | IOU | 3129021 | 6 | Solar |  |  | Withdrawn | Minneapolis | Protected Data | Protected Data | Protected Data | Commercial | Solar* Rewards | 2019 |  | n/a
Xcel Energy | 85 | 13781 | IOU | 3129022 | 11 | Solar |  |  | Withdrawn | Golden Valley | Protected Data | Protected Data | Protected Data | Residential | Solar* Rewards | 2019 |  | n/a
Xcel Energy | 85 | 13781 | IOU | 3129023 | 6 | Solar |  |  | Withdrawn | Marine On Saint Croix | Protected Data | Protected Data | Protected Data | Residential | Solar* Rewards | 2019 |  | n/a
Xcel Energy | 85 | 13781 | IOU | 3129024 | 20 | Solar |  |  | Withdrawn | Medford | Protected Data | Protected Data | Protected Data | Residential | Solar* Rewards | 2019 |  | n/a
Xcel Energy | 85 | 13781 | IOU | 3129025 | 650 | Solar |  |  | Withdrawn | Waseca | Protected Data | Protected Data | Protected Data | Commercial | Solar* Rewards | 2019 |  | n/a
Xcel Energy | 85 | 13781 | IOU | 3129026 | 455 | Solar |  |  | Withdrawn | Waseca | Protected Data | Protected Data | Protected Data | Commercial | Solar* Rewards | 2019 |  | n/a
Xcel Energy | 85 | 13781 | IOU | 3129027 | 398 | Solar |  |  | Withdrawn | Waseca | Protected Data | Protected Data | Protected Data | Commercial | Solar* Rewards | 2019 |  | n/a
Xcel Energy | 85 | 13781 | IOU | 3129028 | 0 | Solar |  |  | Withdrawn | Mayer | Protected Data | Protected Data | Protected Data | Residential | Solar* Rewards | 2019 |  | n/a
Xcel Energy | 85 | 13781 | IOU | 3129029 | 21 | Solar |  |  | Withdrawn | Clara City | Protected Data | Protected Data | Protected Data | Residential | Solar* Rewards | 2019 |  | n/a
Xcel Energy | 85 | 13781 | IOU | 3129030 | 10 | Solar |  |  | Withdrawn | Norwood Young America | Protected Data | Protected Data | Protected Data | Residential | Solar* Rewards | 2019 |  | n/a
Xcel Energy | 85 | 13781 | IOU | 3129031 | 1 | Solar |  |  | Withdrawn | Redwood Falls | Protected Data | Protected Data | Protected Data | Residential | Solar* Rewards | 2019 |  | n/a
Xcel Energy | 85 | 13781 | IOU | 3129032 | 8 | Solar |  |  | Withdrawn | Redwood Falls | Protected Data | Protected Data | Protected Data | Residential | Solar* Rewards | 2019 |  | n/a
Xcel Energy | 85 | 13781 | IOU | 3129033 | 40 | Solar |  |  | Withdrawn | Clara City | Protected Data | Protected Data | Protected Data | Commercial | Solar* Rewards | 2019 |  | n/a
Xcel Energy | 85 | 13781 | IOU | 3129034 | 39 | Solar |  |  | Withdrawn | Raymond | Protected Data | Protected Data | Protected Data | Commercial | Solar* Rewards | 2019 |  | n/a
Xcel Energy | 85 | 13781 | IOU | 3129035 | 10 | Solar |  |  | Withdrawn | Minneapolis | Protected Data | Protected Data | Protected Data | Commercial | Solar* Rewards | 2019 |  | n/a
Xcel Energy | 85 | 13781 | IOU | 3129036 | 47 | Solar |  |  | Withdrawn | Minneapolis | Protected Data | Protected Data | Protected Data | Commercial | Solar* Rewards | 2019 |  | n/a
Xcel Energy | 85 | 13781 | IOU | 3129037 | 23 | Solar |  |  | Withdrawn | Belle Plaine | Protected Data | Protected Data | Protected Data | Commercial | Solar* Rewards | 2019 |  | n/a
Xcel Energy | 85 | 13781 | IOU | 3129038 | 16 | Solar |  |  | Withdrawn | Belle Plaine | Protected Data | Protected Data | Protected Data | Residential | Solar* Rewards | 2019 |  | n/a
Xcel Energy | 85 | 13781 | IOU | 3129039 | 21 | Solar |  |  | Withdrawn | Dassel | Protected Data | Protected Data | Protected Data | Residential | Solar* Rewards | 2019 |  | n/a
Xcel Energy | 85 | 13781 | IOU | 3129040 | 2 | Solar |  |  | Withdrawn | Claremont | Protected Data | Protected Data | Protected Data | Residential | Solar* Rewards | 2019 |  | n/a
Xcel Energy | 85 | 13781 | IOU | 3129041 | 6 | Solar |  |  | Withdrawn | Saint Paul | Protected Data | Protected Data | Protected Data | Commercial | Solar* Rewards | 2019 |  | n/a
Xcel Energy | 85 | 13781 | IOU | 3129042 | 6 | Solar |  |  | Withdrawn | Saint Paul | Protected Data | Protected Data | Protected Data | Commercial | Solar* Rewards | 2019 |  | n/a
Xcel Energy | 85 | 13781 | IOU | 3129043 | 6 | Solar |  |  | Withdrawn | Brooklyn Center | Protected Data | Protected Data | Protected Data | Residential | Solar* Rewards | 2019 |  | n/a
Xcel Energy | 85 | 13781 | IOU | 3129044 | 34 | Solar |  |  | Withdrawn | Echo | Protected Data | Protected Data | Protected Data | Residential | Solar* Rewards | 2019 |  | n/a
Xcel Energy | 85 | 13781 | IOU | 3129045 | 61 | Solar |  |  | Withdrawn | Owatonna | Protected Data | Protected Data | Protected Data | Commercial | Solar* Rewards | 2019 |  | n/a
Xcel Energy | 85 | 13781 | IOU | 3129046 | 9 | Solar |  |  | Withdrawn | Shoreview | Protected Data | Protected Data | Protected Data | Residential | Solar* Rewards | 2019 |  | n/a
Xcel Energy | 85 | 13781 | IOU | 3129047 | 7 | Solar |  |  | Withdrawn | Shoreview | Protected Data | Protected Data | Protected Data | Residential | Solar* Rewards | 2019 |  | n/a
Xcel Energy | 85 | 13781 | IOU | 3129048 | 13 | Solar |  |  | Withdrawn | Belle Plaine | Protected Data | Protected Data | Protected Data | Residential | Solar* Rewards | 2019 |  | n/a
Xcel Energy | 85 | 13781 | IOU | 3129049 | 62 | Solar |  |  | Withdrawn | Waseca | Protected Data | Protected Data | Protected Data | Commercial | Solar* Rewards | 2019 |  | n/a
Xcel Energy | 85 | 13781 | IOU | 3129050 | 31 | Solar |  |  | Withdrawn | Nerstrand | Protected Data | Protected Data | Protected Data | Commercial | Solar* Rewards | 2019 |  | n/a
Xcel Energy | 85 | 13781 | IOU | 3129051 | 14 | Solar |  |  | Withdrawn | Nerstrand | Protected Data | Protected Data | Protected Data | Commercial | Solar* Rewards | 2019 |  | n/a
Xcel Energy | 85 | 13781 | IOU | 3129052 | 62 | Solar |  |  | Withdrawn | Nerstrand | Protected Data | Protected Data | Protected Data | Commercial | Solar* Rewards | 2019 |  | n/a
Xcel Energy | 85 | 13781 | IOU | 3129053 | 22 | Solar |  |  | Withdrawn | Wood Lake | Protected Data | Protected Data | Protected Data | Residential | Solar* Rewards | 2019 |  | n/a
Xcel Energy | 85 | 13781 | IOU | 3129054 | 16 | Solar |  |  | Withdrawn | Janesville | Protected Data | Protected Data | Protected Data | Commercial | Solar* Rewards | 2019 |  | n/a
Xcel Energy | 85 | 13781 | IOU | 3129055 | 1 | Solar |  |  | Withdrawn | Minneapolis | Protected Data | Protected Data | Protected Data | Residential | Solar* Rewards | 2019 |  | n/a
Xcel Energy | 85 | 13781 | IOU | 3129056 | 22 | Solar |  |  | Withdrawn | Watson | Protected Data | Protected Data | Protected Data | Residential | Solar* Rewards | 2019 |  | n/a
Xcel Energy | 85 | 13781 | IOU | 3129057 | 10 | Solar |  |  | Withdrawn | Brooten | Protected Data | Protected Data | Protected Data | Residential | Solar* Rewards | 2019 |  | n/a
Xcel Energy | 85 | 13781 | IOU | 3129058 | 20 | Solar |  |  | Withdrawn | Brooten | Protected Data | Protected Data | Protected Data | Commercial | Solar* Rewards | 2019 |  | n/a
Xcel Energy | 85 | 13781 | IOU | 3129059 | 20 | Solar |  |  | Withdrawn | Brooten | Protected Data | Protected Data | Protected Data | Commercial | Solar* Rewards | 2019 |  | n/a
Xcel Energy | 85 | 13781 | IOU | 3129060 | 0 | Solar |  |  | Withdrawn | Prior Lake | Protected Data | Protected Data | Protected Data | Residential | Solar* Rewards | 2019 |  | n/a
Xcel Energy | 85 | 13781 | IOU | 3129061 | 22 | Solar |  |  | Withdrawn | Wanamingo | Protected Data | Protected Data | Protected Data | Commercial | Solar* Rewards | 2019 |  | n/a
Xcel Energy | 85 | 13781 | IOU | 3129062 | 8 | Solar |  |  | Withdrawn | Bloomington | Protected Data | Protected Data | Protected Data | Residential | Solar* Rewards | 2019 |  | n/a
Xcel Energy | 85 | 13781 | IOU | 3129063 | 8 | Solar |  |  | Withdrawn | Eden Prairie | Protected Data | Protected Data | Protected Data | Residential | Solar* Rewards | 2019 |  | n/a
Xcel Energy | 85 | 13781 | IOU | 3129064 | 522 | Solar |  |  | Withdrawn | Waite Park | Protected Data | Protected Data | Protected Data | Commercial | Solar* Rewards | 2019 |  | n/a
Xcel Energy | 85 | 13781 | IOU | 3129065 | 17 | Solar |  |  | Withdrawn | Raymond | Protected Data | Protected Data | Protected Data | Commercial | Solar* Rewards | 2019 |  | n/a
Xcel Energy | 85 | 13781 | IOU | 3129066 | 10 | Solar |  |  | Withdrawn | Howard Lake | Protected Data | Protected Data | Protected Data | Residential | Solar* Rewards | 2019 |  | n/a
Xcel Energy | 85 | 13781 | IOU | 3129067 | 20 | Solar |  |  | Withdrawn | Wabasha | Protected Data | Protected Data | Protected Data | Residential | Solar* Rewards | 2019 |  | n/a
Xcel Energy | 85 | 13781 | IOU | 3129068 | 29 | Solar |  |  | Withdrawn | Stillwater | Protected Data | Protected Data | Protected Data | Residential | Solar* Rewards | 2019 |  | n/a
Xcel Energy | 85 | 13781 | IOU | 3129069 | 12 | Solar |  |  | Withdrawn | Kasson | Protected Data | Protected Data | Protected Data | Residential | Solar* Rewards | 2019 |  | n/a
Xcel Energy | 85 | 13781 | IOU | 3129070 | 0 | Solar |  | X | Withdrawn | White Bear Lake | Protected Data | Protected Data | Protected Data | Residential | Solar* Rewards | 2019 |  | n/a
Xcel Energy | 85 | 13781 | IOU | 3129071 | 13 | Solar |  |  | Withdrawn | Montevideo | Protected Data | Protected Data | Protected Data | Commercial | Solar* Rewards | 2019 |  | n/a
Xcel Energy | 85 | 13781 | IOU | 3129073 | 0 | Solar |  |  | Withdrawn | Hastings | Protected Data | Protected Data | Protected Data | Residential | Solar* Rewards | 2019 |  | n/a
Xcel Energy | 85 | 13781 | IOU | 3129074 | 20 | Solar |  |  | Withdrawn | Norwood Young America | Protected Data | Protected Data | Protected Data | Residential | Solar* Rewards | 2019 |  | n/a
Xcel Energy | 85 | 13781 | IOU | 3129075 | 2 | Solar |  |  | Withdrawn | Faribault | Protected Data | Protected Data | Protected Data | Commercial | Solar* Rewards | 2019 |  | n/a
Xcel Energy | 85 | 13781 | IOU | 3129076 | 7 | Solar |  |  | Withdrawn | Faribault | Protected Data | Protected Data | Protected Data | Residential | Solar* Rewards | 2019 |  | n/a
Xcel Energy | 85 | 13781 | IOU | 3129077 | 5 | Solar |  |  | Withdrawn | Bloomington | Protected Data | Protected Data | Protected Data | Residential | Solar* Rewards | 2019 |  | n/a
Xcel Energy | 85 | 13781 | IOU | 3129079 | 27 | Solar |  |  | Withdrawn | Waterville | Protected Data | Protected Data | Protected Data | Commercial | Solar* Rewards | 2019 |  | n/a
Xcel Energy | 85 | 13781 | IOU | 3129080 | 9 | Solar |  |  | Withdrawn | Sauk Rapids | Protected Data | Protected Data | Protected Data | Residential | Solar* Rewards | 2019 |  | n/a
Xcel Energy | 85 | 13781 | IOU | 3129081 | 9 | Solar |  |  | Withdrawn | Sauk Rapids | Protected Data | Protected Data | Protected Data | Residential | Solar* Rewards | 2019 |  | n/a
Xcel Energy | 85 | 13781 | IOU | 3129082 | 40 | Solar |  |  | Withdrawn | Montevideo | Protected Data | Protected Data | Protected Data | Residential | Solar* Rewards | 2019 |  | n/a
Xcel Energy | 85 | 13781 | IOU | 3129085 | 40 | Solar |  |  | Withdrawn | Montevideo | Protected Data | Protected Data | Protected Data | Residential | Solar* Rewards | 2019 |  | n/a
Xcel Energy | 85 | 13781 | IOU | 3129086 | 23 | Solar |  |  | Withdrawn | Montevideo | Protected Data | Protected Data | Protected Data | Residential | Solar* Rewards | 2019 |  | n/a
Xcel Energy | 85 | 13781 | IOU | 3129087 | 28 | Solar |  |  | Withdrawn | Montevideo | Protected Data | Protected Data | Protected Data | Residential | Solar* Rewards | 2019 |  | n/a
Xcel Energy | 85 | 13781 | IOU | 3129088 | 0 | Solar |  |  | Withdrawn | Howard Lake | Protected Data | Protected Data | Protected Data | Commercial | Solar* Rewards | 2019 |  | n/a
Xcel Energy | 85 | 13781 | IOU | 3129089 | 10 | Solar |  |  | Withdrawn | Minneapolis | Protected Data | Protected Data | Protected Data | Residential | Solar* Rewards | 2019 |  | n/a
Xcel Energy | 85 | 13781 | IOU | 3129090 | 11 | Solar |  |  | Withdrawn | Northfield | Protected Data | Protected Data | Protected Data | Residential | Solar* Rewards | 2019 |  | n/a
Xcel Energy | 85 | 13781 | IOU | 3129091 | 15 | Solar |  |  | Withdrawn | Brooklyn Center | Protected Data | Protected Data | Protected Data | Residential | Solar* Rewards | 2019 |  | n/a
Xcel Energy | 85 | 13781 | IOU | 3129092 | 4 | Solar |  |  | Withdrawn | White Bear Lake | Protected Data | Protected Data | Protected Data | Residential | Solar* Rewards | 2019 |  | n/a
Xcel Energy | 85 | 13781 | IOU | 3129093 | 7 | Solar |  |  | Withdrawn | Marine On Saint Croix | Protected Data | Protected Data | Protected Data | Residential | Solar* Rewards | 2019 |  | n/a
Xcel Energy | 85 | 13781 | IOU | 3129094 | 3 | Solar |  |  | Withdrawn | Minneapolis | Protected Data | Protected Data | Protected Data | Residential | Solar* Rewards | 2019 |  | n/a
Xcel Energy | 85 | 13781 | IOU | 3129095 | 7 | Solar |  |  | Withdrawn | Minneapolis | Protected Data | Protected Data | Protected Data | Residential | Solar* Rewards | 2019 |  | n/a
Xcel Energy | 85 | 13781 | IOU | 3129096 | 18 | Solar |  |  | Withdrawn | Waseca | Protected Data | Protected Data | Protected Data | Residential | Solar* Rewards | 2019 |  | n/a
Xcel Energy | 85 | 13781 | IOU | 3129097 | 13 | Solar |  |  | Withdrawn | Burnsville | Protected Data | Protected Data | Protected Data | Commercial | Solar* Rewards | 2019 |  | n/a
Xcel Energy | 85 | 13781 | IOU | 3129098 | 7 | Solar |  |  | Withdrawn | Crystal | Protected Data | Protected Data | Protected Data | Commercial | Solar* Rewards | 2019 |  | n/a
Xcel Energy | 85 | 13781 | IOU | 3129099 | 31 | Solar |  |  | Withdrawn | Green Isle | Protected Data | Protected Data | Protected Data | Commercial | Solar* Rewards | 2019 |  | n/a
Xcel Energy | 85 | 13781 | IOU | 3129100 | 9 | Solar |  |  | Withdrawn | Mound | Protected Data | Protected Data | Protected Data | Residential | Solar* Rewards | 2019 |  | n/a
Xcel Energy | 85 | 13781 | IOU | 3129101 | 17 | Solar |  |  | Withdrawn | Watson | Protected Data | Protected Data | Protected Data | Residential | Solar* Rewards | 2019 |  | n/a
Xcel Energy | 85 | 13781 | IOU | 3129106 | 0 | Solar |  |  | Withdrawn | Saint Paul | Protected Data | Protected Data | Protected Data | Residential | Made In MN | 2014 |  | n/a
Xcel Energy | 85 | 13781 | IOU | 3129107 | 0 | Solar |  |  | Withdrawn | Madison Lake | Protected Data | Protected Data | Protected Data | Residential | Made In MN | 2014 |  | n/a
Xcel Energy | 85 | 13781 | IOU | 3129108 | 0 | Solar |  |  | Withdrawn | Albertville | Protected Data | Protected Data | Protected Data | Residential | Made In MN | 2014 |  | n/a
Xcel Energy | 85 | 13781 | IOU | 3129109 | 0 | Solar |  |  | Withdrawn | Lake Elmo | Protected Data | Protected Data | Protected Data | Residential | Made In MN | 2014 |  | n/a
Xcel Energy | 85 | 13781 | IOU | 3129110 | 0 | Solar |  |  | Withdrawn | Minneapolis | Protected Data | Protected Data | Protected Data | Residential | Made In MN | 2014 |  | n/a
Xcel Energy | 85 | 13781 | IOU | 3129111 | 0 | Solar |  |  | Withdrawn | Minneapolis | Protected Data | Protected Data | Protected Data | Residential | Made In MN | 2014 |  | n/a
Xcel Energy | 85 | 13781 | IOU | 3129112 | 0 | Solar |  |  | Withdrawn | Woodbury | Protected Data | Protected Data | Protected Data | Residential | Made In MN | 2014 |  | n/a
Xcel Energy | 85 | 13781 | IOU | 3129113 | 0 | Solar |  |  | Withdrawn | Plymouth | Protected Data | Protected Data | Protected Data | Residential | Made In MN | 2014 |  | n/a
Xcel Energy | 85 | 13781 | IOU | 3129114 | 0 | Solar |  |  | Withdrawn | Minneapolis | Protected Data | Protected Data | Protected Data | Residential | Made In MN | 2015 |  | n/a
Xcel Energy | 85 | 13781 | IOU | 3129115 | 0 | Solar |  |  | Withdrawn | Minneapolis | Protected Data | Protected Data | Protected Data | Residential | Made In MN | 2015 |  | n/a
Xcel Energy | 85 | 13781 | IOU | 3129116 | 0 | Solar |  |  | Withdrawn | Stillwater | Protected Data | Protected Data | Protected Data | Residential | Made In MN | 2015 |  | n/a
Xcel Energy | 85 | 13781 | IOU | 3129117 | 0 | Solar |  |  | Withdrawn | Wabasha | Protected Data | Protected Data | Protected Data | Commercial | Made In MN | 2015 |  | n/a
Xcel Energy | 85 | 13781 | IOU | 3129118 | 0 | Solar |  |  | Withdrawn | Byron | Protected Data | Protected Data | Protected Data | Residential | Made In MN | 2015 |  | n/a
Xcel Energy | 85 | 13781 | IOU | 3129119 | 0 | Solar |  |  | Withdrawn | Winona | Protected Data | Protected Data | Protected Data | Commercial | Made In MN | 2015 |  | n/a
Xcel Energy | 85 | 13781 | IOU | 3129120 | 0 | Solar |  |  | Withdrawn | Golden Valley | Protected Data | Protected Data | Protected Data | Residential | Made In MN | 2016 |  | n/a
Xcel Energy | 85 | 13781 | IOU | 3129121 | 5 | Solar |  |  | Withdrawn | Saint Paul | Protected Data | Protected Data | Protected Data | Residential | Solar* Rewards | 2016 |  | n/a
Xcel Energy | 85 | 13781 | IOU | 3129122 | 28 | Solar |  |  | Withdrawn | Maplewood | Protected Data | Protected Data | Protected Data | Commercial | n/a | 2016 |  | n/a
Xcel Energy | 85 | 13781 | IOU | 3129123 | 20 | Solar |  |  | Withdrawn | Cold Spring | Protected Data | Protected Data | Protected Data | Commercial | Solar* Rewards | 2016 |  | n/a
Xcel Energy | 85 | 13781 | IOU | 3129124 | 20 | Solar |  |  | Withdrawn | Monticello | Protected Data | Protected Data | Protected Data | Commercial | Solar* Rewards | 2016 |  | n/a
Xcel Energy | 85 | 13781 | IOU | 3129125 | 5 | Solar |  |  | Withdrawn | Minneapolis | Protected Data | Protected Data | Protected Data | Residential | n/a | 2015 |  | n/a
Xcel Energy | 85 | 13781 | IOU | 3129126 | 9 | Solar |  |  | Withdrawn | Minnetonka | Protected Data | Protected Data | Protected Data | Residential | n/a | 2017 |  | n/a
Xcel Energy | 85 | 13781 | IOU | 3129127 | 4 | Solar |  |  | Withdrawn | Minneapolis | Protected Data | Protected Data | Protected Data | Residential | n/a | 2017 |  | n/a
Xcel Energy | 85 | 13781 | IOU | 3129128 | 7 | Solar |  |  | Withdrawn | Minneapolis | Protected Data | Protected Data | Protected Data | Residential | n/a | 2017 |  | n/a
Xcel Energy | 85 | 13781 | IOU | 3129129 | 2 | Solar |  |  | Withdrawn | Minneapolis | Protected Data | Protected Data | Protected Data | Commercial | Solar* Rewards | 2018 |  | n/a
Xcel Energy | 85 | 13781 | IOU | 3129130 | 17 | Solar |  |  | Withdrawn | Mankato | Protected Data | Protected Data | Protected Data | Commercial | n/a | 2018 |  | n/a
Xcel Energy | 85 | 13781 | IOU | 3129131 | 13 | Solar |  |  | Withdrawn | Tracy | Protected Data | Protected Data | Protected Data | Residential | Solar* Rewards | 2018 |  | n/a
Xcel Energy | 85 | 13781 | IOU | 3129132 | 6 | Solar |  |  | Withdrawn | Saint Paul | Protected Data | Protected Data | Protected Data | Commercial | Solar* Rewards | 2018 |  | n/a
Xcel Energy | 85 | 13781 | IOU | 3129133 | 9 | Solar |  |  | Withdrawn | Eden Prairie | Protected Data | Protected Data | Protected Data | Residential | Solar* Rewards | 2018 |  | n/a
Xcel Energy | 85 | 13781 | IOU | 3129134 | 7 | Solar |  |  | Withdrawn | Shorewood | Protected Data | Protected Data | Protected Data | Residential | Solar* Rewards | 2018 |  | n/a
Xcel Energy | 85 | 13781 | IOU | 3129135 | 7 | Solar |  |  | Withdrawn | Elba | Protected Data | Protected Data | Protected Data | Commercial | Solar* Rewards | 2018 |  | n/a
Xcel Energy | 85 | 13781 | IOU | 3129136 | 13 | Solar |  |  | Withdrawn | Faribault | Protected Data | Protected Data | Protected Data | Residential | Solar* Rewards | 2018 |  | n/a
Xcel Energy | 85 | 13781 | IOU | 3129137 | 20 | Solar |  |  | Withdrawn | Faribault | Protected Data | Protected Data | Protected Data | Commercial | Solar* Rewards | 2018 |  | n/a
Xcel Energy | 85 | 13781 | IOU | 3129139 | 40 | Solar |  |  | Withdrawn | Cottage Grove | Protected Data | Protected Data | Protected Data | Commercial | Solar* Rewards | 2018 |  | n/a
Xcel Energy | 85 | 13781 | IOU | 3129140 | 40 | Solar |  |  | Withdrawn | Minneapolis | Protected Data | Protected Data | Protected Data | Commercial | Solar* Rewards | 2018 |  | n/a
Xcel Energy | 85 | 13781 | IOU | 3129141 | 20 | Solar |  |  | Withdrawn | Columbia Heights | Protected Data | Protected Data | Protected Data | Commercial | Solar* Rewards | 2018 |  | n/a
Xcel Energy | 85 | 13781 | IOU | 3129142 | 20 | Solar |  |  | Withdrawn | Fridley | Protected Data | Protected Data | Protected Data | Commercial | Solar* Rewards | 2018 |  | n/a
Xcel Energy | 85 | 13781 | IOU | 3129143 | 40 | Solar |  |  | Withdrawn | Rosemount | Protected Data | Protected Data | Protected Data | Commercial | Solar* Rewards | 2018 |  | n/a
Xcel Energy | 85 | 13781 | IOU | 3129144 | 40 | Solar |  |  | Withdrawn | Mankato | Protected Data | Protected Data | Protected Data | Commercial | Solar* Rewards | 2018 |  | n/a
Xcel Energy | 85 | 13781 | IOU | 3129145 | 40 | Solar |  |  | Withdrawn | Mendota Heights | Protected Data | Protected Data | Protected Data | Commercial | Solar* Rewards | 2018 |  | n/a
Xcel Energy | 85 | 13781 | IOU | 3129146 | 40 | Solar |  |  | Withdrawn | Northfield | Protected Data | Protected Data | Protected Data | Commercial | Solar* Rewards | 2018 |  | n/a
Xcel Energy | 85 | 13781 | IOU | 3129147 | 20 | Solar |  |  | Withdrawn | Saint Cloud | Protected Data | Protected Data | Protected Data | Commercial | Solar* Rewards | 2018 |  | n/a
Xcel Energy | 85 | 13781 | IOU | 3129148 | 40 | Solar |  |  | Withdrawn | Burnsville | Protected Data | Protected Data | Protected Data | Commercial | Solar* Rewards | 2018 |  | n/a
Xcel Energy | 85 | 13781 | IOU | 3129149 | 40 | Solar |  |  | Withdrawn | Osseo | Protected Data | Protected Data | Protected Data | Commercial | Solar* Rewards | 2018 |  | n/a
Xcel Energy | 85 | 13781 | IOU | 3129150 | 20 | Solar |  |  | Withdrawn | Maple Lake | Protected Data | Protected Data | Protected Data | Commercial | Solar* Rewards | 2018 |  | n/a
Xcel Energy | 85 | 13781 | IOU | 3129151 | 20 | Solar |  |  | Withdrawn | South Saint Paul | Protected Data | Protected Data | Protected Data | Commercial | Solar* Rewards | 2018 |  | n/a
Xcel Energy | 85 | 13781 | IOU | 3129152 | 40 | Solar |  |  | Withdrawn | Saint Paul | Protected Data | Protected Data | Protected Data | Commercial | Solar* Rewards | 2018 |  | n/a
Xcel Energy | 85 | 13781 | IOU | 3129153 | 40 | Solar |  |  | Withdrawn | Saint Paul | Protected Data | Protected Data | Protected Data | Commercial | Solar* Rewards | 2018 |  | n/a
Xcel Energy | 85 | 13781 | IOU | 3129154 | 33 | Solar |  |  | Withdrawn | Rosemount | Protected Data | Protected Data | Protected Data | Commercial | Solar* Rewards | 2018 |  | n/a
Xcel Energy | 85 | 13781 | IOU | 3129155 | 20 | Solar |  |  | Withdrawn | Minneapolis | Protected Data | Protected Data | Protected Data | Commercial | Solar* Rewards | 2018 |  | n/a
Xcel Energy | 85 | 13781 | IOU | 3129156 | 40 | Solar |  |  | Withdrawn | Stillwater | Protected Data | Protected Data | Protected Data | Commercial | Solar* Rewards | 2018 |  | n/a
Xcel Energy | 85 | 13781 | IOU | 3129157 | 20 | Solar |  |  | Withdrawn | Altura | Protected Data | Protected Data | Protected Data | Residential | Solar* Rewards | 2018 |  | n/a
Xcel Energy | 85 | 13781 | IOU | 3129158 | 40 | Solar |  |  | Withdrawn | Osakis | Protected Data | Protected Data | Protected Data | Commercial | Solar* Rewards | 2018 |  | n/a
Xcel Energy | 85 | 13781 | IOU | 3129159 | 40 | Solar |  |  | Withdrawn | White Bear Lake | Protected Data | Protected Data | Protected Data | Commercial | Solar* Rewards | 2018 |  | n/a
Xcel Energy | 85 | 13781 | IOU | 3129160 | 40 | Solar |  |  | Withdrawn | White Bear Lake | Protected Data | Protected Data | Protected Data | Commercial | Solar* Rewards | 2018 |  | n/a
Xcel Energy | 85 | 13781 | IOU | 3129161 | 40 | Solar |  |  | Withdrawn | White Bear Lake | Protected Data | Protected Data | Protected Data | Commercial | Solar* Rewards | 2018 |  | n/a
Xcel Energy | 85 | 13781 | IOU | 3129162 | 40 | Solar |  |  | Withdrawn | White Bear Lake | Protected Data | Protected Data | Protected Data | Commercial | Solar* Rewards | 2018 |  | n/a
Xcel Energy | 85 | 13781 | IOU | 3129163 | 40 | Solar |  |  | Withdrawn | Long Lake | Protected Data | Protected Data | Protected Data | Commercial | Solar* Rewards | 2018 |  | n/a
Xcel Energy | 85 | 13781 | IOU | 3129164 | 40 | Solar |  |  | Withdrawn | White Bear Lake | Protected Data | Protected Data | Protected Data | Commercial | Solar* Rewards | 2018 |  | n/a
Xcel Energy | 85 | 13781 | IOU | 3129165 | 40 | Solar |  |  | Withdrawn | Byron | Protected Data | Protected Data | Protected Data | Commercial | Solar* Rewards | 2018 |  | n/a
Xcel Energy | 85 | 13781 | IOU | 3129166 | 32 | Solar |  |  | Withdrawn | Winona | Protected Data | Protected Data | Protected Data | Commercial | Solar* Rewards | 2018 |  | n/a
Xcel Energy | 85 | 13781 | IOU | 3129167 | 40 | Solar |  |  | Withdrawn | Fridley | Protected Data | Protected Data | Protected Data | Commercial | Solar* Rewards | 2018 |  | n/a
Xcel Energy | 85 | 13781 | IOU | 3129168 | 40 | Solar |  |  | Withdrawn | Fridley | Protected Data | Protected Data | Protected Data | Commercial | Solar* Rewards | 2018 |  | n/a
Xcel Energy | 85 | 13781 | IOU | 3129169 | 7 | Solar |  |  | Withdrawn | Faribault | Protected Data | Protected Data | Protected Data | Residential | Solar* Rewards | 2018 |  | n/a
Xcel Energy | 85 | 13781 | IOU | 3129170 | 35 | Solar |  |  | Withdrawn | Randolph | Protected Data | Protected Data | Protected Data | Commercial | Solar* Rewards | 2018 |  | n/a
Xcel Energy | 85 | 13781 | IOU | 3129171 | 7 | Solar |  |  | Withdrawn | Hartland | Protected Data | Protected Data | Protected Data | Commercial | Solar* Rewards | 2018 |  | n/a
Xcel Energy | 85 | 13781 | IOU | 3129172 | 11 | Solar |  |  | Withdrawn | Hartland | Protected Data | Protected Data | Protected Data | Residential | Solar* Rewards | 2018 |  | n/a
Xcel Energy | 85 | 13781 | IOU | 3129173 | 8 | Solar |  |  | Withdrawn | New Richland | Protected Data | Protected Data | Protected Data | Residential | Solar* Rewards | 2018 |  | n/a
Xcel Energy | 85 | 13781 | IOU | 3129174 | 39 | Solar |  |  | Withdrawn | Cottonwood | Protected Data | Protected Data | Protected Data | Commercial | Solar* Rewards | 2018 |  | n/a
Xcel Energy | 85 | 13781 | IOU | 3129175 | 14 | Solar |  | X | Withdrawn | Stillwater | Protected Data | Protected Data | Protected Data | Residential | Solar* Rewards | 2018 |  | n/a
Xcel Energy | 85 | 13781 | IOU | 3129176 | 0 | Solar |  |  | Withdrawn | Altura | Protected Data | Protected Data | Protected Data | Commercial | n/a | 2018 |  | n/a
Xcel Energy | 85 | 13781 | IOU | 3129178 | 27 | Solar |  |  | Withdrawn | Walkins | Protected Data | Protected Data | Protected Data | Residential | Solar* Rewards | 2018 |  | n/a
Xcel Energy | 85 | 13781 | IOU | 3129179 | 40 | Solar |  |  | Withdrawn | Morristown | Protected Data | Protected Data | Protected Data | Commercial | Solar* Rewards | 2018 |  | n/a
Xcel Energy | 85 | 13781 | IOU | 3129180 | 50 | Solar |  |  | Withdrawn | Renville | Protected Data | Protected Data | Protected Data | Commercial | n/a | 2018 |  | n/a
Xcel Energy | 85 | 13781 | IOU | 3129181 | 8 | Solar |  |  | Withdrawn | Owatonna | Protected Data | Protected Data | Protected Data | Residential | Solar* Rewards | 2018 |  | n/a
Xcel Energy | 85 | 13781 | IOU | 3129182 | 16 | Solar |  |  | Withdrawn | Owatonna | Protected Data | Protected Data | Protected Data | Commercial | Solar* Rewards | 2018 |  | n/a
Xcel Energy | 85 | 13781 | IOU | 3129183 | 33 | Solar |  |  | Withdrawn | Owatonna | Protected Data | Protected Data | Protected Data | Residential | Solar* Rewards | 2018 |  | n/a
Xcel Energy | 85 | 13781 | IOU | 3129184 | 210 | Solar |  |  | Withdrawn | Minneapolis | Protected Data | Protected Data | Protected Data | Commercial | n/a | 2018 |  | n/a
Xcel Energy | 85 | 13781 | IOU | 3129185 | 11 | Solar |  |  | Withdrawn | Saint Michael | Protected Data | Protected Data | Protected Data | Residential | Solar* Rewards | 2018 |  | n/a
Xcel Energy | 85 | 13781 | IOU | 3129186 | 14 | Solar |  |  | Withdrawn | Lake Lillian | Protected Data | Protected Data | Protected Data | Residential | Solar* Rewards | 2018 |  | n/a
Xcel Energy | 85 | 13781 | IOU | 3129187 | 40 | Solar |  |  | Withdrawn | Prinsburg | Protected Data | Protected Data | Protected Data | Commercial | Solar* Rewards | 2018 |  | n/a
Xcel Energy | 85 | 13781 | IOU | 3129188 | 39 | Solar |  |  | Withdrawn | Monticello | Protected Data | Protected Data | Protected Data | Commercial | Solar* Rewards | 2018 |  | n/a
Xcel Energy | 85 | 13781 | IOU | 3129189 | 40 | Solar |  |  | Withdrawn | Franklin | Protected Data | Protected Data | Protected Data | Commercial | Solar* Rewards | 2018 |  | n/a
Xcel Energy | 85 | 13781 | IOU | 3129190 | 40 | Solar |  |  | Withdrawn | Winsted | Protected Data | Protected Data | Protected Data | Commercial | Solar* Rewards | 2018 |  | n/a
Xcel Energy | 85 | 13781 | IOU | 3129191 | 39 | Solar |  |  | Withdrawn | Saint Cloud | Protected Data | Protected Data | Protected Data | Commercial | Solar* Rewards | 2018 |  | n/a
Xcel Energy | 85 | 13781 | IOU | 3129192 | 13 | Solar |  |  | Withdrawn | Gibbon | Protected Data | Protected Data | Protected Data | Residential | Solar* Rewards | 2018 |  | n/a
Xcel Energy | 85 | 13781 | IOU | 3129193 | 20 | Solar |  |  | Withdrawn | Saint Paul | Protected Data | Protected Data | Protected Data | Commercial | Solar* Rewards | 2018 |  | n/a
Xcel Energy | 85 | 13781 | IOU | 3129194 | 23 | Solar |  |  | Withdrawn | Sacred Heart | Protected Data | Protected Data | Protected Data | Commercial | Solar* Rewards | 2018 |  | n/a
Xcel Energy | 85 | 13781 | IOU | 3129195 | 5 | Solar |  |  | Withdrawn | Minneapolis | Protected Data | Protected Data | Protected Data | Residential | Solar* Rewards | 2018 |  | n/a
Xcel Energy | 85 | 13781 | IOU | 3129196 | 7 | Solar |  |  | Withdrawn | Minneapolis | Protected Data | Protected Data | Protected Data | Residential | Solar* Rewards | 2018 |  | n/a
Xcel Energy | 85 | 13781 | IOU | 3129197 | 10 | Solar |  |  | Withdrawn | Eden Prairie | Protected Data | Protected Data | Protected Data | Residential | Solar* Rewards | 2018 |  | n/a
Xcel Energy | 85 | 13781 | IOU | 3129198 | 7 | Solar |  |  | Withdrawn | Paynesville | Protected Data | Protected Data | Protected Data | Residential | Solar* Rewards | 2018 |  | n/a
Xcel Energy | 85 | 13781 | IOU | 3129199 | 40 | Solar |  |  | Withdrawn | Lake Lillian | Protected Data | Protected Data | Protected Data | Commercial | Solar* Rewards | 2018 |  | n/a
Xcel Energy | 85 | 13781 | IOU | 3129200 | 40 | Solar |  |  | Withdrawn | Minnetonka | Protected Data | Protected Data | Protected Data | Commercial | Solar* Rewards | 2018 |  | n/a
Xcel Energy | 85 | 13781 | IOU | 3129201 | 9 | Solar |  |  | Withdrawn | Minnetonka | Protected Data | Protected Data | Protected Data | Commercial | Solar* Rewards | 2018 |  | n/a
Xcel Energy | 85 | 13781 | IOU | 3129202 | 7 | Solar |  |  | Withdrawn | Lester Prairie | Protected Data | Protected Data | Protected Data | Residential | Solar* Rewards | 2018 |  | n/a
Xcel Energy | 85 | 13781 | IOU | 3129203 | 4 | Solar |  |  | Withdrawn | Minneapolis | Protected Data | Protected Data | Protected Data | Residential | Solar* Rewards | 2018 |  | n/a
Xcel Energy | 85 | 13781 | IOU | 3129204 | 19 | Solar |  |  | Withdrawn | Minnetonka | Protected Data | Protected Data | Protected Data | Commercial | Solar* Rewards | 2018 |  | n/a
Xcel Energy | 85 | 13781 | IOU | 3129205 | 16 | Solar |  |  | Withdrawn | Waseca | Protected Data | Protected Data | Protected Data | Residential | Solar* Rewards | 2018 |  | n/a
Xcel Energy | 85 | 13781 | IOU | 3129206 | 31 | Solar |  |  | Withdrawn | Waseca | Protected Data | Protected Data | Protected Data | Commercial | Solar* Rewards | 2018 |  | n/a
Xcel Energy | 85 | 13781 | IOU | 3129207 | 40 | Solar |  |  | Withdrawn | Plymouth | Protected Data | Protected Data | Protected Data | Commercial | Solar* Rewards | 2018 |  | n/a
Xcel Energy | 85 | 13781 | IOU | 3129208 | 6 | Solar |  |  | Withdrawn | Bloomington | Protected Data | Protected Data | Protected Data | Residential | Solar* Rewards | 2018 |  | n/a
Xcel Energy | 85 | 13781 | IOU | 3129209 | 33 | Solar |  |  | Withdrawn | Saint Cloud | Protected Data | Protected Data | Protected Data | Commercial | Solar* Rewards | 2018 |  | n/a
Xcel Energy | 85 | 13781 | IOU | 3129210 | 13 | Solar |  |  | Withdrawn | Shoreview | Protected Data | Protected Data | Protected Data | Commercial | Solar* Rewards | 2018 |  | n/a
Xcel Energy | 85 | 13781 | IOU | 3129211 | 13 | Solar |  |  | Withdrawn | Shoreview | Protected Data | Protected Data | Protected Data | Commercial | Solar* Rewards | 2018 |  | n/a
Xcel Energy | 85 | 13781 | IOU | 3129212 | 39 | Solar |  |  | Withdrawn | Dodge Center | Protected Data | Protected Data | Protected Data | Commercial | Solar* Rewards | 2018 |  | n/a
Xcel Energy | 85 | 13781 | IOU | 3129213 | 10 | Solar |  |  | Withdrawn | Eden Prairie | Protected Data | Protected Data | Protected Data | Residential | Solar* Rewards | 2018 |  | n/a
Xcel Energy | 85 | 13781 | IOU | 3129214 | 8 | Solar |  |  | Withdrawn | Wayzata | Protected Data | Protected Data | Protected Data | Residential | Solar* Rewards | 2018 |  | n/a
Xcel Energy | 85 | 13781 | IOU | 3129215 | 5 | Solar |  |  | Withdrawn | Saint Paul | Protected Data | Protected Data | Protected Data | Residential | Solar* Rewards | 2018 |  | n/a
Xcel Energy | 85 | 13781 | IOU | 3129216 | 5 | Solar |  |  | Withdrawn | Saint Cloud | Protected Data | Protected Data | Protected Data | Commercial | Solar* Rewards | 2018 |  | n/a
Xcel Energy | 85 | 13781 | IOU | 3129217 | 13 | Solar |  |  | Withdrawn | Montevideo | Protected Data | Protected Data | Protected Data | Commercial | Solar* Rewards | 2018 |  | n/a
Xcel Energy | 85 | 13781 | IOU | 3129218 | 16 | Solar |  |  | Withdrawn | Hastings | Protected Data | Protected Data | Protected Data | Commercial | Solar* Rewards | 2018 |  | n/a
Xcel Energy | 85 | 13781 | IOU | 3129219 | 19 | Solar |  |  | Withdrawn | Northfield | Protected Data | Protected Data | Protected Data | Residential | Solar* Rewards | 2018 |  | n/a
Xcel Energy | 85 | 13781 | IOU | 3129220 | 15 | Solar |  |  | Withdrawn | Saint Cloud | Protected Data | Protected Data | Protected Data | Commercial | Solar* Rewards | 2018 |  | n/a
Xcel Energy | 85 | 13781 | IOU | 3129221 | 7 | Solar |  |  | Withdrawn | Minneapolis | Protected Data | Protected Data | Protected Data | Residential | Solar* Rewards | 2018 |  | n/a
Xcel Energy | 85 | 13781 | IOU | 3129224 | 4 | Solar |  |  | Withdrawn | Minneapolis | Protected Data | Protected Data | Protected Data | Commercial | n/a | 2018 |  | n/a
Xcel Energy | 85 | 13781 | IOU | 3129225 | 17 | Solar |  |  | Withdrawn | Watertown | Protected Data | Protected Data | Protected Data | Commercial | Solar* Rewards | 2018 |  | n/a
Xcel Energy | 85 | 13781 | IOU | 3129226 | 40 | Solar |  |  | Withdrawn | Watertown | Protected Data | Protected Data | Protected Data | Residential | Solar* Rewards | 2018 |  | n/a
Xcel Energy | 85 | 13781 | IOU | 3129228 | 17 | Solar |  |  | Withdrawn | Waconia | Protected Data | Protected Data | Protected Data | Residential | Solar* Rewards | 2018 |  | n/a
Xcel Energy | 85 | 13781 | IOU | 3129229 | 21 | Solar |  |  | Withdrawn | Waconia | Protected Data | Protected Data | Protected Data | Commercial | Solar* Rewards | 2018 |  | n/a
Xcel Energy | 85 | 13781 | IOU | 3129230 | 4 | Solar |  |  | Withdrawn | Minneapolis | Protected Data | Protected Data | Protected Data | Residential | Solar* Rewards | 2018 |  | n/a
Xcel Energy | 85 | 13781 | IOU | 3129231 | 10 | Solar |  |  | Withdrawn | Winona | Protected Data | Protected Data | Protected Data | Residential | Solar* Rewards | 2018 |  | n/a
Xcel Energy | 85 | 13781 | IOU | 3129232 | 5 | Solar |  |  | Withdrawn | Minneapolis | Protected Data | Protected Data | Protected Data | Commercial | Solar* Rewards | 2018 |  | n/a
Xcel Energy | 85 | 13781 | IOU | 3129233 | 9 | Solar |  |  | Withdrawn | Minnetrista | Protected Data | Protected Data | Protected Data | Residential | Solar* Rewards | 2018 |  | n/a
Xcel Energy | 85 | 13781 | IOU | 3129234 | 20 | Solar |  |  | Withdrawn | Spicer | Protected Data | Protected Data | Protected Data | Residential | Solar* Rewards | 2018 |  | n/a
Xcel Energy | 85 | 13781 | IOU | 3129235 | 8 | Solar |  |  | Withdrawn | Warsaw | Protected Data | Protected Data | Protected Data | Residential | Solar* Rewards | 2018 |  | n/a
Xcel Energy | 85 | 13781 | IOU | 3129236 | 40 | Solar |  |  | Withdrawn | New Brighton | Protected Data | Protected Data | Protected Data | Commercial | Solar* Rewards | 2018 |  | n/a
Xcel Energy | 85 | 13781 | IOU | 3129237 | 9 | Solar |  |  | Withdrawn | Maple Grove | Protected Data | Protected Data | Protected Data | Residential | Solar* Rewards | 2018 |  | n/a
Xcel Energy | 85 | 13781 | IOU | 3129238 | 10 | Solar |  |  | Withdrawn | White Bear Lake | Protected Data | Protected Data | Protected Data | Commercial | Solar* Rewards | 2018 |  | n/a
Xcel Energy | 85 | 13781 | IOU | 3129239 | 28 | Solar |  |  | Withdrawn | Mankato | Protected Data | Protected Data | Protected Data | Commercial | Solar* Rewards | 2018 |  | n/a
Xcel Energy | 85 | 13781 | IOU | 3129240 | 13 | Solar |  |  | Withdrawn | Shoreview | Protected Data | Protected Data | Protected Data | Residential | Solar* Rewards | 2018 |  | n/a
Xcel Energy | 85 | 13781 | IOU | 3129242 | 10 | Solar |  |  | Withdrawn | West Saint Paul | Protected Data | Protected Data | Protected Data | Commercial | Solar* Rewards | 2018 |  | n/a
Xcel Energy | 85 | 13781 | IOU | 3129243 | 26 | Solar |  |  | Withdrawn | Edina | Protected Data | Protected Data | Protected Data | Commercial | Solar* Rewards | 2018 |  | n/a
Xcel Energy | 85 | 13781 | IOU | 3129244 | 10 | Solar |  |  | Withdrawn | West Saint Paul | Protected Data | Protected Data | Protected Data | Commercial | Solar* Rewards | 2018 |  | n/a
Xcel Energy | 85 | 13781 | IOU | 3129245 | 16 | Solar |  |  | Withdrawn | Kilkenny | Protected Data | Protected Data | Protected Data | Residential | Solar* Rewards | 2018 |  | n/a
Xcel Energy | 85 | 13781 | IOU | 3129246 | 39 | Solar |  |  | Withdrawn | Hartland | Protected Data | Protected Data | Protected Data | Commercial | Solar* Rewards | 2018 |  | n/a
Xcel Energy | 85 | 13781 | IOU | 3129247 | 29 | Solar |  |  | Withdrawn | Hartland | Protected Data | Protected Data | Protected Data | Residential | Solar* Rewards | 2018 |  | n/a
Xcel Energy | 85 | 13781 | IOU | 3129248 | 13 | Solar |  |  | Withdrawn | Hartland | Protected Data | Protected Data | Protected Data | Residential | Solar* Rewards | 2018 |  | n/a
Xcel Energy | 85 | 13781 | IOU | 3129249 | 40 | Solar |  |  | Withdrawn | La Crescent | Protected Data | Protected Data | Protected Data | Commercial | Solar* Rewards | 2018 |  | n/a
Xcel Energy | 85 | 13781 | IOU | 3129250 | 14 | Solar |  |  | Withdrawn | Chisago City | Protected Data | Protected Data | Protected Data | Residential | Solar* Rewards | 2018 |  | n/a
Xcel Energy | 85 | 13781 | IOU | 3129251 | 20 | Solar |  |  | Withdrawn | La Crescent | Protected Data | Protected Data | Protected Data | Commercial | Solar* Rewards | 2018 |  | n/a
Xcel Energy | 85 | 13781 | IOU | 3129252 | 17 | Solar |  |  | Withdrawn | White Bear Lake | Protected Data | Protected Data | Protected Data | Commercial | Solar* Rewards | 2018 |  | n/a
Xcel Energy | 85 | 13781 | IOU | 3129253 | 39 | Solar |  |  | Withdrawn | White Bear Lake | Protected Data | Protected Data | Protected Data | Commercial | Solar* Rewards | 2018 |  | n/a
Xcel Energy | 85 | 13781 | IOU | 3129254 | 30 | Solar |  |  | Withdrawn | Burnsville | Protected Data | Protected Data | Protected Data | Commercial | Solar* Rewards | 2018 |  | n/a
Xcel Energy | 85 | 13781 | IOU | 3129255 | 32 | Solar |  |  | Withdrawn | Burnsville | Protected Data | Protected Data | Protected Data | Commercial | Solar* Rewards | 2018 |  | n/a
Xcel Energy | 85 | 13781 | IOU | 3129256 | 22 | Solar |  |  | Withdrawn | Burnsville | Protected Data | Protected Data | Protected Data | Commercial | Solar* Rewards | 2018 |  | n/a
Xcel Energy | 85 | 13781 | IOU | 3129257 | 31 | Solar |  |  | Withdrawn | Waterville | Protected Data | Protected Data | Protected Data | Residential | Solar* Rewards | 2018 |  | n/a
Xcel Energy | 85 | 13781 | IOU | 3129258 | 20 | Solar |  |  | Withdrawn | Mendota Heights | Protected Data | Protected Data | Protected Data | Commercial | Solar* Rewards | 2018 |  | n/a
Xcel Energy | 85 | 13781 | IOU | 3129259 | 20 | Solar |  |  | Withdrawn | Minneapolis | Protected Data | Protected Data | Protected Data | Commercial | Solar* Rewards | 2018 |  | n/a
Xcel Energy | 85 | 13781 | IOU | 3129260 | 10 | Solar |  |  | Withdrawn | Burnsville | Protected Data | Protected Data | Protected Data | Commercial | Solar* Rewards | 2018 |  | n/a
Xcel Energy | 85 | 13781 | IOU | 3129261 | 13 | Solar |  |  | Withdrawn | Burnsville | Protected Data | Protected Data | Protected Data | Commercial | Solar* Rewards | 2018 |  | n/a
Xcel Energy | 85 | 13781 | IOU | 3129262 | 31 | Solar |  |  | Withdrawn | Lake Elmo | Protected Data | Protected Data | Protected Data | Commercial | Solar* Rewards | 2018 |  | n/a
Xcel Energy | 85 | 13781 | IOU | 3129263 | 20 | Solar |  |  | Withdrawn | Shorewood | Protected Data | Protected Data | Protected Data | Commercial | Solar* Rewards | 2018 |  | n/a
Xcel Energy | 85 | 13781 | IOU | 3129264 | 40 | Solar |  |  | Withdrawn | Richmond | Protected Data | Protected Data | Protected Data | Commercial | n/a | 2018 |  | n/a
Xcel Energy | 85 | 13781 | IOU | 3129265 | 16 | Solar |  |  | Withdrawn | Hartland | Protected Data | Protected Data | Protected Data | Residential | Solar* Rewards | 2018 |  | n/a
Xcel Energy | 85 | 13781 | IOU | 3129266 | 39 | Solar |  |  | Withdrawn | Hartland | Protected Data | Protected Data | Protected Data | Commercial | Solar* Rewards | 2018 |  | n/a
Xcel Energy | 85 | 13781 | IOU | 3129267 | 40 | Solar |  |  | Withdrawn | Brooklyn Center | Protected Data | Protected Data | Protected Data | Commercial | Solar* Rewards | 2018 |  | n/a
Xcel Energy | 85 | 13781 | IOU | 3129268 | 37 | Solar |  |  | Withdrawn | Minneapolis | Protected Data | Protected Data | Protected Data | Commercial | Solar* Rewards | 2018 |  | n/a
Xcel Energy | 85 | 13781 | IOU | 3129269 | 40 | Solar |  |  | Withdrawn | Saint Paul | Protected Data | Protected Data | Protected Data | Commercial | Solar* Rewards | 2018 |  | n/a
Xcel Energy | 85 | 13781 | IOU | 3129270 | 40 | Solar |  |  | Withdrawn | Mantorville | Protected Data | Protected Data | Protected Data | Commercial | Solar* Rewards | 2018 |  | n/a
Xcel Energy | 85 | 13781 | IOU | 3129271 | 37 | Solar |  |  | Withdrawn | Long Lake | Protected Data | Protected Data | Protected Data | Commercial | Solar* Rewards | 2018 |  | n/a
Xcel Energy | 85 | 13781 | IOU | 3129272 | 40 | Solar |  |  | Withdrawn | Maple Plain | Protected Data | Protected Data | Protected Data | Commercial | Solar* Rewards | 2018 |  | n/a
Xcel Energy | 85 | 13781 | IOU | 3129273 | 40 | Solar |  |  | Withdrawn | Long Lake | Protected Data | Protected Data | Protected Data | Commercial | Solar* Rewards | 2018 |  | n/a
Xcel Energy | 85 | 13781 | IOU | 3129274 | 8 | Solar |  |  | Withdrawn | Hartland | Protected Data | Protected Data | Protected Data | Commercial | n/a | 2018 |  | n/a
Xcel Energy | 85 | 13781 | IOU | 3129275 | 17 | Solar |  |  | Withdrawn | Montevideo | Protected Data | Protected Data | Protected Data | Commercial | Solar* Rewards | 2018 |  | n/a
Xcel Energy | 85 | 13781 | IOU | 3129276 | 17 | Solar |  |  | Withdrawn | Montevideo | Protected Data | Protected Data | Protected Data | Commercial | Solar* Rewards | 2018 |  | n/a
Xcel Energy | 85 | 13781 | IOU | 3129277 | 17 | Solar |  |  | Withdrawn | Montevideo | Protected Data | Protected Data | Protected Data | Commercial | Solar* Rewards | 2018 |  | n/a
Xcel Energy | 85 | 13781 | IOU | 3129278 | 17 | Solar |  |  | Withdrawn | Montevideo | Protected Data | Protected Data | Protected Data | Commercial | Solar* Rewards | 2018 |  | n/a
Xcel Energy | 85 | 13781 | IOU | 3129279 | 18 | Solar |  |  | Withdrawn | Montevideo | Protected Data | Protected Data | Protected Data | Commercial | Solar* Rewards | 2018 |  | n/a
Xcel Energy | 85 | 13781 | IOU | 3129280 | 17 | Solar |  |  | Withdrawn | Montevideo | Protected Data | Protected Data | Protected Data | Commercial | Solar* Rewards | 2018 |  | n/a
Xcel Energy | 85 | 13781 | IOU | 3129281 | 18 | Solar |  |  | Withdrawn | Montevideo | Protected Data | Protected Data | Protected Data | Commercial | Solar* Rewards | 2018 |  | n/a
Xcel Energy | 85 | 13781 | IOU | 3129282 | 17 | Solar |  |  | Withdrawn | Montevideo | Protected Data | Protected Data | Protected Data | Commercial | Solar* Rewards | 2018 |  | n/a
Xcel Energy | 85 | 13781 | IOU | 3129283 | 39 | Solar |  |  | Withdrawn | Saint Paul | Protected Data | Protected Data | Protected Data | Commercial | Solar* Rewards | 2018 |  | n/a
Xcel Energy | 85 | 13781 | IOU | 3129284 | 39 | Solar |  |  | Withdrawn | Edina | Protected Data | Protected Data | Protected Data | Commercial | Solar* Rewards | 2018 |  | n/a
Xcel Energy | 85 | 13781 | IOU | 3129285 | 40 | Solar |  |  | Withdrawn | Rogers | Protected Data | Protected Data | Protected Data | Commercial | Solar* Rewards | 2018 |  | n/a
Xcel Energy | 85 | 13781 | IOU | 3129286 | 37 | Solar |  |  | Withdrawn | Saint Paul | Protected Data | Protected Data | Protected Data | Commercial | Solar* Rewards | 2018 |  | n/a
Xcel Energy | 85 | 13781 | IOU | 3129287 | 16 | Solar |  |  | Withdrawn | Excelsior | Protected Data | Protected Data | Protected Data | Residential | Solar* Rewards | 2018 |  | n/a
Xcel Energy | 85 | 13781 | IOU | 3129288 | 16 | Solar |  |  | Withdrawn | Waterville | Protected Data | Protected Data | Protected Data | Commercial | Solar* Rewards | 2018 |  | n/a
Xcel Energy | 85 | 13781 | IOU | 3129289 | 16 | Solar |  |  | Withdrawn | Winona | Protected Data | Protected Data | Protected Data | Residential | Solar* Rewards | 2018 |  | n/a
Xcel Energy | 85 | 13781 | IOU | 3129290 | 40 | Solar |  |  | Withdrawn | Roseville | Protected Data | Protected Data | Protected Data | Commercial | Solar* Rewards | 2018 |  | n/a
Xcel Energy | 85 | 13781 | IOU | 3129291 | 39 | Solar |  |  | Withdrawn | Woodbury | Protected Data | Protected Data | Protected Data | Commercial | Solar* Rewards | 2018 |  | n/a
Xcel Energy | 85 | 13781 | IOU | 3129292 | 40 | Solar |  |  | Withdrawn | Burnsville | Protected Data | Protected Data | Protected Data | Commercial | Solar* Rewards | 2018 |  | n/a
Xcel Energy | 85 | 13781 | IOU | 3129293 | 6 | Solar |  |  | Withdrawn | Saint Paul | Protected Data | Protected Data | Protected Data | Commercial | Solar* Rewards | 2018 |  | n/a
Xcel Energy | 85 | 13781 | IOU | 3129294 | 40 | Solar |  |  | Withdrawn | Villard | Protected Data | Protected Data | Protected Data | Commercial | Solar* Rewards | 2018 |  | n/a
Xcel Energy | 85 | 13781 | IOU | 3129295 | 40 | Solar |  |  | Withdrawn | Villard | Protected Data | Protected Data | Protected Data | Commercial | Solar* Rewards | 2018 |  | n/a
Xcel Energy | 85 | 13781 | IOU | 3129296 | 10 | Solar |  |  | Withdrawn | New London | Protected Data | Protected Data | Protected Data | Residential | Solar* Rewards | 2018 |  | n/a
Xcel Energy | 85 | 13781 | IOU | 3129297 | 27 | Solar |  |  | Withdrawn | West Concord | Protected Data | Protected Data | Protected Data | Residential | Solar* Rewards | 2018 |  | n/a
Xcel Energy | 85 | 13781 | IOU | 3129298 | 39 | Solar |  |  | Withdrawn | Burnsville | Protected Data | Protected Data | Protected Data | Commercial | Solar* Rewards | 2018 |  | n/a
Xcel Energy | 85 | 13781 | IOU | 3129299 | 40 | Solar |  |  | Withdrawn | Kimball | Protected Data | Protected Data | Protected Data | Commercial | Solar* Rewards | 2018 |  | n/a
Xcel Energy | 85 | 13781 | IOU | 3129300 | 19 | Solar |  |  | Withdrawn | Winona | Protected Data | Protected Data | Protected Data | Residential | Solar* Rewards | 2018 |  | n/a
Xcel Energy | 85 | 13781 | IOU | 3129301 | 9 | Solar |  |  | Withdrawn | Golden Valley | Protected Data | Protected Data | Protected Data | Residential | Solar* Rewards | 2018 |  | n/a
Xcel Energy | 85 | 13781 | IOU | 3129302 | 10 | Solar |  |  | Withdrawn | Winona | Protected Data | Protected Data | Protected Data | Residential | Solar* Rewards | 2018 |  | n/a
Xcel Energy | 85 | 13781 | IOU | 3129303 | 10 | Solar |  |  | Withdrawn | Winona | Protected Data | Protected Data | Protected Data | Residential | Solar* Rewards | 2018 |  | n/a
Xcel Energy | 85 | 13781 | IOU | 3129304 | 40 | Solar |  |  | Withdrawn | Richmond | Protected Data | Protected Data | Protected Data | Commercial | n/a | 2018 |  | n/a
Xcel Energy | 85 | 13781 | IOU | 3129305 | 13 | Solar |  |  | Withdrawn | Dakota | Protected Data | Protected Data | Protected Data | Residential | Solar* Rewards | 2018 |  | n/a
Xcel Energy | 85 | 13781 | IOU | 3129306 | 20 | Solar |  |  | Withdrawn | Cottage Grove | Protected Data | Protected Data | Protected Data | Residential | Solar* Rewards | 2018 |  | n/a
Xcel Energy | 85 | 13781 | IOU | 3129307 | 8 | Solar |  |  | Withdrawn | Minneapolis | Protected Data | Protected Data | Protected Data | Residential | n/a | 2018 |  | n/a
Xcel Energy | 85 | 13781 | IOU | 3129308 | 31 | Solar |  |  | Withdrawn | Lake City | Protected Data | Protected Data | Protected Data | Residential | Solar* Rewards | 2018 |  | n/a
Xcel Energy | 85 | 13781 | IOU | 3129309 | 11 | Solar |  |  | Withdrawn | Janesville | Protected Data | Protected Data | Protected Data | Commercial | Solar* Rewards | 2018 |  | n/a
Xcel Energy | 85 | 13781 | IOU | 3129310 | 40 | Solar |  |  | Withdrawn | White Bear Lake | Protected Data | Protected Data | Protected Data | Commercial | Solar* Rewards | 2018 |  | n/a
Xcel Energy | 85 | 13781 | IOU | 3129311 | 40 | Solar |  |  | Withdrawn | White Bear Lake | Protected Data | Protected Data | Protected Data | Commercial | Solar* Rewards | 2018 |  | n/a
Xcel Energy | 85 | 13781 | IOU | 3129312 | 40 | Solar |  |  | Withdrawn | White Bear Lake | Protected Data | Protected Data | Protected Data | Commercial | Solar* Rewards | 2018 |  | n/a
Xcel Energy | 85 | 13781 | IOU | 3129313 | 40 | Solar |  |  | Withdrawn | White Bear Lake | Protected Data | Protected Data | Protected Data | Commercial | Solar* Rewards | 2018 |  | n/a
Xcel Energy | 85 | 13781 | IOU | 3129314 | 40 | Solar |  |  | Withdrawn | White Bear Lake | Protected Data | Protected Data | Protected Data | Commercial | Solar* Rewards | 2018 |  | n/a
Xcel Energy | 85 | 13781 | IOU | 3129315 | 6 | Solar |  |  | Withdrawn | Minneapolis | Protected Data | Protected Data | Protected Data | Residential | Solar* Rewards | 2018 |  | n/a
Xcel Energy | 85 | 13781 | IOU | 3129316 | 40 | Solar |  |  | Withdrawn | White Bear Lake | Protected Data | Protected Data | Protected Data | Commercial | Solar* Rewards | 2018 |  | n/a
Xcel Energy | 85 | 13781 | IOU | 3129317 | 37 | Solar |  |  | Withdrawn | White Bear Lake | Protected Data | Protected Data | Protected Data | Commercial | Solar* Rewards | 2018 |  | n/a
Xcel Energy | 85 | 13781 | IOU | 3129318 | 40 | Solar |  |  | Withdrawn | Janesville | Protected Data | Protected Data | Protected Data | Commercial | Solar* Rewards | 2018 |  | n/a
Xcel Energy | 85 | 13781 | IOU | 3129319 | 40 | Solar |  |  | Withdrawn | White Bear Lake | Protected Data | Protected Data | Protected Data | Commercial | Solar* Rewards | 2018 |  | n/a
Xcel Energy | 85 | 13781 | IOU | 3129320 | 5 | Solar |  |  | Withdrawn | Mounds View | Protected Data | Protected Data | Protected Data | Residential | Solar* Rewards | 2018 |  | n/a
Xcel Energy | 85 | 13781 | IOU | 3129321 | 40 | Solar |  |  | Withdrawn | Hugo | Protected Data | Protected Data | Protected Data | Commercial | Solar* Rewards | 2018 |  | n/a
Xcel Energy | 85 | 13781 | IOU | 3129322 | 10 | Solar |  |  | Withdrawn | Madison Lake | Protected Data | Protected Data | Protected Data | Residential | Solar* Rewards | 2018 |  | n/a
Xcel Energy | 85 | 13781 | IOU | 3129323 | 6 | Solar |  |  | Withdrawn | Saint Paul | Protected Data | Protected Data | Protected Data | Commercial | Solar* Rewards | 2018 |  | n/a
Xcel Energy | 85 | 13781 | IOU | 3129324 | 13 | Solar |  |  | Withdrawn | Waseca | Protected Data | Protected Data | Protected Data | Residential | Solar* Rewards | 2018 |  | n/a
Xcel Energy | 85 | 13781 | IOU | 3129325 | 7 | Solar |  |  | Withdrawn | Woodbury | Protected Data | Protected Data | Protected Data | Residential | Solar* Rewards | 2018 |  | n/a
Xcel Energy | 85 | 13781 | IOU | 3129326 | 37 | Solar |  |  | Withdrawn | Saint Paul Park | Protected Data | Protected Data | Protected Data | Commercial | Solar* Rewards | 2018 |  | n/a
Xcel Energy | 85 | 13781 | IOU | 3129327 | 4 | Solar |  |  | Withdrawn | Saint Paul | Protected Data | Protected Data | Protected Data | Residential | Solar* Rewards | 2018 |  | n/a
Xcel Energy | 85 | 13781 | IOU | 3129328 | 40 | Solar |  |  | Withdrawn | Byron | Protected Data | Protected Data | Protected Data | Commercial | Solar* Rewards | 2018 |  | n/a
Xcel Energy | 85 | 13781 | IOU | 3129329 | 8 | Solar |  |  | Withdrawn | Edina | Protected Data | Protected Data | Protected Data | Residential | Solar* Rewards | 2018 |  | n/a
Xcel Energy | 85 | 13781 | IOU | 3129330 | 40 | Solar |  |  | Withdrawn | Minneapolis | Protected Data | Protected Data | Protected Data | Commercial | Solar* Rewards | 2018 |  | n/a
Xcel Energy | 85 | 13781 | IOU | 3129331 | 37 | Solar |  |  | Withdrawn | Saint Paul | Protected Data | Protected Data | Protected Data | Commercial | Solar* Rewards | 2018 |  | n/a
Xcel Energy | 85 | 13781 | IOU | 3129332 | 40 | Solar |  |  | Withdrawn | Waseca | Protected Data | Protected Data | Protected Data | Commercial | Solar* Rewards | 2018 |  | n/a
Xcel Energy | 85 | 13781 | IOU | 3129333 | 40 | Solar |  |  | Withdrawn | Waseca | Protected Data | Protected Data | Protected Data | Commercial | Solar* Rewards | 2018 |  | n/a
Xcel Energy | 85 | 13781 | IOU | 3129334 | 40 | Solar |  |  | Withdrawn | Lake Elmo | Protected Data | Protected Data | Protected Data | Commercial | Solar* Rewards | 2018 |  | n/a
Xcel Energy | 85 | 13781 | IOU | 3129335 | 40 | Solar |  |  | Withdrawn | Waseca | Protected Data | Protected Data | Protected Data | Commercial | Solar* Rewards | 2018 |  | n/a
Xcel Energy | 85 | 13781 | IOU | 3129336 | 12 | Solar |  |  | Withdrawn | Minneapolis | Protected Data | Protected Data | Protected Data | Residential | Solar* Rewards | 2018 |  | n/a
Xcel Energy | 85 | 13781 | IOU | 3129337 | 24 | Solar |  |  | Withdrawn | Dundas | Protected Data | Protected Data | Protected Data | Commercial | Solar* Rewards | 2018 |  | n/a
Xcel Energy | 85 | 13781 | IOU | 3129338 | 7 | Solar |  |  | Withdrawn | Columbia Heights | Protected Data | Protected Data | Protected Data | Residential | Solar* Rewards | 2018 |  | n/a
Xcel Energy | 85 | 13781 | IOU | 3129339 | 40 | Solar |  |  | Withdrawn | Minneapolis | Protected Data | Protected Data | Protected Data | Commercial | Solar* Rewards | 2018 |  | n/a
Xcel Energy | 85 | 13781 | IOU | 3129340 | 8 | Solar |  |  | Withdrawn | Eden Prairie | Protected Data | Protected Data | Protected Data | Residential | Solar* Rewards | 2018 |  | n/a
Xcel Energy | 85 | 13781 | IOU | 3129341 | 40 | Solar |  |  | Withdrawn | Hopkins | Protected Data | Protected Data | Protected Data | Commercial | Solar* Rewards | 2018 |  | n/a
Xcel Energy | 85 | 13781 | IOU | 3129342 | 26 | Solar |  |  | Withdrawn | West Concord | Protected Data | Protected Data | Protected Data | Residential | Solar* Rewards | 2019 |  | n/a
Xcel Energy | 85 | 13781 | IOU | 3129343 | 4 | Solar |  |  | Withdrawn | Red Wing | Protected Data | Protected Data | Protected Data | Residential | Solar* Rewards | 2019 |  | n/a
Xcel Energy | 85 | 13781 | IOU | 3129344 | 31 | Solar |  |  | Withdrawn | Faribault | Protected Data | Protected Data | Protected Data | Commercial | Solar* Rewards | 2019 |  | n/a
Xcel Energy | 85 | 13781 | IOU | 3129345 | 39 | Solar |  |  | Withdrawn | Forest Lake | Protected Data | Protected Data | Protected Data | Commercial | Solar* Rewards | 2019 |  | n/a
Xcel Energy | 85 | 13781 | IOU | 3129348 | 8 | Solar |  |  | Withdrawn | Stacy | Protected Data | Protected Data | Protected Data | Residential | Solar* Rewards | 2019 |  | n/a
Xcel Energy | 85 | 13781 | IOU | 3129349 | 40 | Solar |  |  | Withdrawn | Fridley | Protected Data | Protected Data | Protected Data | Commercial | Solar* Rewards | 2019 |  | n/a
Xcel Energy | 85 | 13781 | IOU | 3129350 | 40 | Solar |  |  | Withdrawn | Fridley | Protected Data | Protected Data | Protected Data | Commercial | Solar* Rewards | 2019 |  | n/a
Xcel Energy | 85 | 13781 | IOU | 3129351 | 40 | Solar |  |  | Withdrawn | Brooklyn Park | Protected Data | Protected Data | Protected Data | Commercial | Solar* Rewards | 2019 |  | n/a
Xcel Energy | 85 | 13781 | IOU | 3129352 | 40 | Solar |  |  | Withdrawn | Brooklyn Park | Protected Data | Protected Data | Protected Data | Commercial | Solar* Rewards | 2019 |  | n/a
Xcel Energy | 85 | 13781 | IOU | 3129353 | 40 | Solar |  |  | Withdrawn | Brooklyn Center | Protected Data | Protected Data | Protected Data | Commercial | Solar* Rewards | 2019 |  | n/a
Xcel Energy | 85 | 13781 | IOU | 3129354 | 40 | Solar |  |  | Withdrawn | Brooklyn Park | Protected Data | Protected Data | Protected Data | Commercial | Solar* Rewards | 2019 |  | n/a
Xcel Energy | 85 | 13781 | IOU | 3129355 | 40 | Solar |  |  | Withdrawn | Brooklyn Park | Protected Data | Protected Data | Protected Data | Commercial | Solar* Rewards | 2019 |  | n/a
Xcel Energy | 85 | 13781 | IOU | 3129356 | 40 | Solar |  |  | Withdrawn | Brooklyn Park | Protected Data | Protected Data | Protected Data | Commercial | Solar* Rewards | 2019 |  | n/a
Xcel Energy | 85 | 13781 | IOU | 3129357 | 40 | Solar |  |  | Withdrawn | Brooklyn Park | Protected Data | Protected Data | Protected Data | Commercial | Solar* Rewards | 2019 |  | n/a
Xcel Energy | 85 | 13781 | IOU | 3129358 | 40 | Solar |  |  | Withdrawn | Brooklyn Park | Protected Data | Protected Data | Protected Data | Commercial | Solar* Rewards | 2019 |  | n/a
Xcel Energy | 85 | 13781 | IOU | 3129359 | 40 | Solar |  |  | Withdrawn | Brooklyn Park | Protected Data | Protected Data | Protected Data | Commercial | Solar* Rewards | 2019 |  | n/a
Xcel Energy | 85 | 13781 | IOU | 3129360 | 23 | Solar |  |  | Withdrawn | Cannon Falls | Protected Data | Protected Data | Protected Data | Commercial | Solar* Rewards | 2019 |  | n/a
Xcel Energy | 85 | 13781 | IOU | 3129361 | 4 | Solar |  |  | Withdrawn | Minneapolis | Protected Data | Protected Data | Protected Data | Commercial | Solar* Rewards | 2019 |  | n/a
Xcel Energy | 85 | 13781 | IOU | 3129362 | 6 | Solar |  |  | Withdrawn | Marine On Saint Croix | Protected Data | Protected Data | Protected Data | Residential | Solar* Rewards | 2019 |  | n/a
Xcel Energy | 85 | 13781 | IOU | 3129363 | 3 | Solar |  |  | Withdrawn | Grant | Protected Data | Protected Data | Protected Data | Residential | Solar* Rewards | 2019 |  | n/a
Xcel Energy | 85 | 13781 | IOU | 3129364 | 5 | Solar |  |  | Withdrawn | Minneapolis | Protected Data | Protected Data | Protected Data | Commercial | Solar* Rewards | 2019 |  | n/a
Xcel Energy | 85 | 13781 | IOU | 3129365 | 2 | Solar |  |  | Withdrawn | Minnesota City | Protected Data | Protected Data | Protected Data | Residential | Solar* Rewards | 2019 |  | n/a
Xcel Energy | 85 | 13781 | IOU | 3129366 | 4 | Solar |  |  | Withdrawn | Minneapolis | Protected Data | Protected Data | Protected Data | Commercial | Solar* Rewards | 2019 |  | n/a
Xcel Energy | 85 | 13781 | IOU | 3129367 | 15 | Solar |  |  | Withdrawn | Starbuck | Protected Data | Protected Data | Protected Data | Residential | Solar* Rewards | 2019 |  | n/a
Xcel Energy | 85 | 13781 | IOU | 3129368 | 40 | Solar |  |  | Withdrawn | Minneapolis | Protected Data | Protected Data | Protected Data | Commercial | Solar* Rewards | 2019 |  | n/a
Xcel Energy | 85 | 13781 | IOU | 3129369 | 5 | Solar |  |  | Withdrawn | Saint Cloud | Protected Data | Protected Data | Protected Data | Residential | Solar* Rewards | 2019 |  | n/a
Xcel Energy | 85 | 13781 | IOU | 3129370 | 10 | Solar |  |  | Withdrawn | Monticello | Protected Data | Protected Data | Protected Data | Residential | Solar* Rewards | 2019 |  | n/a
Xcel Energy | 85 | 13781 | IOU | 3129371 | 7 | Solar |  |  | Withdrawn | Brooklyn Center | Protected Data | Protected Data | Protected Data | Residential | Solar* Rewards | 2019 |  | n/a
Xcel Energy | 85 | 13781 | IOU | 3129372 | 8 | Solar |  |  | Withdrawn | North Branch | Protected Data | Protected Data | Protected Data | Residential | Solar* Rewards | 2019 |  | n/a
Xcel Energy | 85 | 13781 | IOU | 3129373 | 40 | Solar |  |  | Withdrawn | Inver Grove Heights | Protected Data | Protected Data | Protected Data | Commercial | Solar* Rewards | 2019 |  | n/a
Xcel Energy | 85 | 13781 | IOU | 3129374 | 6 | Solar |  |  | Withdrawn | Minneapolis | Protected Data | Protected Data | Protected Data | Residential | Solar* Rewards | 2019 |  | n/a
Xcel Energy | 85 | 13781 | IOU | 3129375 | 8 | Solar |  |  | Withdrawn | Minneapolis | Protected Data | Protected Data | Protected Data | Residential | Solar* Rewards | 2019 |  | n/a
Xcel Energy | 85 | 13781 | IOU | 3129376 | 6 | Solar |  |  | Withdrawn | Minneapolis | Protected Data | Protected Data | Protected Data | Residential | Solar* Rewards | 2019 |  | n/a
Xcel Energy | 85 | 13781 | IOU | 3129377 | 10 | Solar |  |  | Withdrawn | Winona | Protected Data | Protected Data | Protected Data | Residential | Solar* Rewards | 2019 |  | n/a
Xcel Energy | 85 | 13781 | IOU | 3129378 | 4 | Solar |  | X | Withdrawn | Saint Paul | Protected Data | Protected Data | Protected Data | Residential | Solar* Rewards | 2019 |  | n/a
Xcel Energy | 85 | 13781 | IOU | 3129379 | 5 | Solar |  |  | Withdrawn | Saint Paul | Protected Data | Protected Data | Protected Data | Residential | Solar* Rewards | 2019 |  | n/a
Xcel Energy | 85 | 13781 | IOU | 3129380 | 6 | Solar |  |  | Withdrawn | Lino Lakes | Protected Data | Protected Data | Protected Data | Commercial | Solar* Rewards | 2019 |  | n/a
Xcel Energy | 85 | 13781 | IOU | 3129381 | 12 | Solar |  |  | Withdrawn | Lake City | Protected Data | Protected Data | Protected Data | Residential | Solar* Rewards | 2019 |  | n/a
Xcel Energy | 85 | 13781 | IOU | 3129382 | 26 | Solar |  |  | Withdrawn | Lake City | Protected Data | Protected Data | Protected Data | Residential | Solar* Rewards | 2019 |  | n/a
Xcel Energy | 85 | 13781 | IOU | 3129383 | 7 | Solar |  |  | Withdrawn | Saint Paul | Protected Data | Protected Data | Protected Data | Residential | Solar* Rewards | 2019 |  | n/a
Xcel Energy | 85 | 13781 | IOU | 3129384 | 15 | Solar |  |  | Withdrawn | Saint Paul | Protected Data | Protected Data | Protected Data | Commercial | Solar* Rewards | 2019 |  | n/a
Xcel Energy | 85 | 13781 | IOU | 3129385 | 37 | Solar |  |  | Withdrawn | Saint Paul | Protected Data | Protected Data | Protected Data | Commercial | Solar* Rewards | 2019 |  | n/a
Xcel Energy | 85 | 13781 | IOU | 3129386 | 28 | Solar |  |  | Withdrawn | Saint Paul | Protected Data | Protected Data | Protected Data | Commercial | Solar* Rewards | 2019 |  | n/a
Xcel Energy | 85 | 13781 | IOU | 3129387 | 2 | Solar |  |  | Withdrawn | Saint Louis Park | Protected Data | Protected Data | Protected Data | Residential | Solar* Rewards | 2019 |  | n/a
Xcel Energy | 85 | 13781 | IOU | 3129388 | 6 | Solar |  |  | Withdrawn | Saint Paul | Protected Data | Protected Data | Protected Data | Residential | Solar* Rewards | 2019 |  | n/a
Xcel Energy | 85 | 13781 | IOU | 3129389 | 21 | Solar |  |  | Withdrawn | Wayzata | Protected Data | Protected Data | Protected Data | Residential | Solar* Rewards | 2020 |  | n/a
Xcel Energy | 85 | 13781 | IOU | 3129390 | 14 | Solar |  | X | Withdrawn | Mendota Heights | Protected Data | Protected Data | Protected Data | Residential | Solar* Rewards | 2020 |  | n/a
Xcel Energy | 85 | 13781 | IOU | 3129391 | 8 | Solar |  |  | Withdrawn | Bloomington | Protected Data | Protected Data | Protected Data | Residential | Solar* Rewards | 2019 |  | n/a
Xcel Energy | 85 | 13781 | IOU | 3129392 | 4 | Solar |  |  | Withdrawn | Minneapolis | Protected Data | Protected Data | Protected Data | Commercial | Solar* Rewards | 2019 |  | n/a
Xcel Energy | 85 | 13781 | IOU | 3129393 | 4 | Solar |  |  | Withdrawn | Minneapolis | Protected Data | Protected Data | Protected Data | Residential | Solar* Rewards | 2019 |  | n/a
Xcel Energy | 85 | 13781 | IOU | 3129394 | 19 | Solar |  |  | Withdrawn | Lake City | Protected Data | Protected Data | Protected Data | Residential | Solar* Rewards | 2019 |  | n/a
Xcel Energy | 85 | 13781 | IOU | 3129395 | 30 | Solar |  |  | Withdrawn | Lake City | Protected Data | Protected Data | Protected Data | Residential | Solar* Rewards | 2019 |  | n/a
Xcel Energy | 85 | 13781 | IOU | 3129396 | 16 | Solar |  |  | Withdrawn | Lake City | Protected Data | Protected Data | Protected Data | Residential | Solar* Rewards | 2019 |  | n/a
Xcel Energy | 85 | 13781 | IOU | 3129397 | 4 | Solar |  |  | Withdrawn | Saint Paul | Protected Data | Protected Data | Protected Data | Commercial | Solar* Rewards | 2019 |  | n/a
Xcel Energy | 85 | 13781 | IOU | 3129398 | 40 | Solar |  |  | Withdrawn | Big Lake | Protected Data | Protected Data | Protected Data | Commercial | Solar* Rewards | 2019 |  | n/a
Xcel Energy | 85 | 13781 | IOU | 3129399 | 5 | Solar |  |  | Withdrawn | Scandia | Protected Data | Protected Data | Protected Data | Residential | Solar* Rewards | 2019 |  | n/a
Xcel Energy | 85 | 13781 | IOU | 3129400 | 5 | Solar |  |  | Withdrawn | Minneapolis | Protected Data | Protected Data | Protected Data | Residential | Solar* Rewards | 2019 |  | n/a
Xcel Energy | 85 | 13781 | IOU | 3129401 | 4 | Solar |  |  | Withdrawn | Minneapolis | Protected Data | Protected Data | Protected Data | Residential | Solar* Rewards | 2019 |  | n/a
Xcel Energy | 85 | 13781 | IOU | 3129402 | 39 | Solar |  |  | Withdrawn | Currie | Protected Data | Protected Data | Protected Data | Commercial | Solar* Rewards | 2019 |  | n/a
Xcel Energy | 85 | 13781 | IOU | 3129403 | 8 | Solar |  |  | Withdrawn | Cottage Grove | Protected Data | Protected Data | Protected Data | Residential | Solar* Rewards | 2019 |  | n/a
Xcel Energy | 85 | 13781 | IOU | 3129404 | 9 | Solar |  |  | Withdrawn | Afton | Protected Data | Protected Data | Protected Data | Residential | Solar* Rewards | 2019 |  | n/a
Xcel Energy | 85 | 13781 | IOU | 3129405 | 14 | Solar |  |  | Withdrawn | Dassel | Protected Data | Protected Data | Protected Data | Residential | Solar* Rewards | 2019 |  | n/a
Xcel Energy | 85 | 13781 | IOU | 3129406 | 11 | Solar |  |  | Withdrawn | Prior Lake | Protected Data | Protected Data | Protected Data | Residential | Solar* Rewards | 2020 |  | n/a
Xcel Energy | 85 | 13781 | IOU | 3129407 | 8 | Solar |  |  | Withdrawn | Lino Lakes | Protected Data | Protected Data | Protected Data | Residential | Solar* Rewards | 2019 |  | n/a
Xcel Energy | 85 | 13781 | IOU | 3129408 | 4 | Solar |  |  | Withdrawn | Rogers | Protected Data | Protected Data | Protected Data | Residential | Solar* Rewards | 2019 |  | n/a
Xcel Energy | 85 | 13781 | IOU | 3129409 | 13 | Solar |  |  | Withdrawn | Afton | Protected Data | Protected Data | Protected Data | Residential | Solar* Rewards | 2019 |  | n/a
Xcel Energy | 85 | 13781 | IOU | 3129410 | 13 | Solar |  |  | Withdrawn | Woodbury | Protected Data | Protected Data | Protected Data | Residential | Solar* Rewards | 2019 |  | n/a
Xcel Energy | 85 | 13781 | IOU | 3129411 | 5 | Solar |  |  | Withdrawn | Roseville | Protected Data | Protected Data | Protected Data | Residential | Solar* Rewards | 2019 |  | n/a
Xcel Energy | 85 | 13781 | IOU | 3129412 | 15 | Solar |  |  | Withdrawn | Stillwater | Protected Data | Protected Data | Protected Data | Residential | Solar* Rewards | 2019 |  | n/a
Xcel Energy | 85 | 13781 | IOU | 3129413 | 12 | Solar |  |  | Withdrawn | Eden Prairie | Protected Data | Protected Data | Protected Data | Residential | Solar* Rewards | 2019 |  | n/a
Xcel Energy | 85 | 13781 | IOU | 3129414 | 5 | Solar |  |  | Withdrawn | Cottage Grove | Protected Data | Protected Data | Protected Data | Residential | Solar* Rewards | 2019 |  | n/a
Xcel Energy | 85 | 13781 | IOU | 3129415 | 13 | Solar |  |  | Withdrawn | Howard Lake | Protected Data | Protected Data | Protected Data | Commercial | Solar* Rewards | 2019 |  | n/a
Xcel Energy | 85 | 13781 | IOU | 3129416 | 27 | Solar |  |  | Withdrawn | Currie | Protected Data | Protected Data | Protected Data | Residential | Solar* Rewards | 2019 |  | n/a
Xcel Energy | 85 | 13781 | IOU | 3129417 | 5 | Solar |  |  | Withdrawn | Hopkins | Protected Data | Protected Data | Protected Data | Residential | Solar* Rewards | 2019 |  | n/a
Xcel Energy | 85 | 13781 | IOU | 3129418 | 7 | Solar |  |  | Withdrawn | Maplewood | Protected Data | Protected Data | Protected Data | Residential | Solar* Rewards | 2019 |  | n/a
Xcel Energy | 85 | 13781 | IOU | 3129419 | 5 | Solar |  |  | Withdrawn | Shoreview | Protected Data | Protected Data | Protected Data | Residential | Solar* Rewards | 2019 |  | n/a
Xcel Energy | 85 | 13781 | IOU | 3129420 | 6 | Solar |  |  | Withdrawn | Wayzata | Protected Data | Protected Data | Protected Data | Residential | Solar* Rewards | 2019 |  | n/a
Xcel Energy | 85 | 13781 | IOU | 3129421 | 7 | Solar |  |  | Withdrawn | Rosemount | Protected Data | Protected Data | Protected Data | Residential | Solar* Rewards | 2019 |  | n/a
Xcel Energy | 85 | 13781 | IOU | 3129422 | 17 | Solar |  |  | Withdrawn | Stillwater | Protected Data | Protected Data | Protected Data | Residential | Solar* Rewards | 2019 |  | n/a
Xcel Energy | 85 | 13781 | IOU | 3129423 | 4 | Solar |  |  | Withdrawn | Richfield | Protected Data | Protected Data | Protected Data | Residential | Solar* Rewards | 2019 |  | n/a
Xcel Energy | 85 | 13781 | IOU | 3129424 | 5 | Solar |  |  | Withdrawn | Saint Paul | Protected Data | Protected Data | Protected Data | Commercial | Solar* Rewards | 2019 |  | n/a
Xcel Energy | 85 | 13781 | IOU | 3129425 | 6 | Solar |  |  | Withdrawn | Crystal | Protected Data | Protected Data | Protected Data | Residential | Solar* Rewards | 2019 |  | n/a
Xcel Energy | 85 | 13781 | IOU | 3129426 | 11 | Solar |  |  | Withdrawn | Plymouth | Protected Data | Protected Data | Protected Data | Residential | Solar* Rewards | 2019 |  | n/a
Xcel Energy | 85 | 13781 | IOU | 3129427 | 4 | Solar |  |  | Withdrawn | Shoreview | Protected Data | Protected Data | Protected Data | Residential | Solar* Rewards | 2019 |  | n/a
Xcel Energy | 85 | 13781 | IOU | 3129428 | 3 | Solar |  |  | Withdrawn | Saint Paul | Protected Data | Protected Data | Protected Data | Residential | Solar* Rewards | 2019 |  | n/a
Xcel Energy | 85 | 13781 | IOU | 3129429 | 5 | Solar |  |  | Withdrawn | Saint Paul | Protected Data | Protected Data | Protected Data | Residential | Solar* Rewards | 2019 |  | n/a
Xcel Energy | 85 | 13781 | IOU | 3129430 | 6 | Solar |  |  | Withdrawn | Mankato | Protected Data | Protected Data | Protected Data | Residential | Solar* Rewards | 2019 |  | n/a
Xcel Energy | 85 | 13781 | IOU | 3129431 | 8 | Solar |  |  | Withdrawn | Saint Paul | Protected Data | Protected Data | Protected Data | Residential | Solar* Rewards | 2019 |  | n/a
Xcel Energy | 85 | 13781 | IOU | 3129432 | 4 | Solar |  |  | Withdrawn | Saint Paul | Protected Data | Protected Data | Protected Data | Residential | Solar* Rewards | 2019 |  | n/a
Xcel Energy | 85 | 13781 | IOU | 3129433 | 2 | Solar |  |  | Withdrawn | Minneapolis | Protected Data | Protected Data | Protected Data | Residential | Solar* Rewards | 2019 |  | n/a
Xcel Energy | 85 | 13781 | IOU | 3129434 | 150 | Solar |  |  | Withdrawn | Minneapolis | Protected Data | Protected Data | Protected Data | Commercial | Solar* Rewards | 2019 |  | n/a
Xcel Energy | 85 | 13781 | IOU | 3129435 | 5 | Solar |  |  | Withdrawn | Mankato | Protected Data | Protected Data | Protected Data | Residential | Solar* Rewards | 2019 |  | n/a
Xcel Energy | 85 | 13781 | IOU | 3129436 | 6 | Solar |  |  | Withdrawn | New Brighton | Protected Data | Protected Data | Protected Data | Residential | Solar* Rewards | 2019 |  | n/a
Xcel Energy | 85 | 13781 | IOU | 3129437 | 50 | Solar |  |  | Withdrawn | Minneapolis | Protected Data | Protected Data | Protected Data | Commercial | Solar* Rewards | 2019 |  | n/a
Xcel Energy | 85 | 13781 | IOU | 3129438 | 4 | Solar |  |  | Withdrawn | Minneapolis | Protected Data | Protected Data | Protected Data | Residential | Solar* Rewards | 2019 |  | n/a
Xcel Energy | 85 | 13781 | IOU | 3129439 | 10 | Solar |  |  | Withdrawn | Annandale | Protected Data | Protected Data | Protected Data | Residential | Solar* Rewards | 2019 |  | n/a
Xcel Energy | 85 | 13781 | IOU | 3129440 | 6 | Solar |  |  | Withdrawn | Minneapolis | Protected Data | Protected Data | Protected Data | Residential | Solar* Rewards | 2019 |  | n/a
Xcel Energy | 85 | 13781 | IOU | 3129441 | 4 | Solar |  |  | Withdrawn | Fridley | Protected Data | Protected Data | Protected Data | Residential | Solar* Rewards | 2019 |  | n/a
Xcel Energy | 85 | 13781 | IOU | 3129442 | 12 | Solar |  |  | Withdrawn | Saint Paul | Protected Data | Protected Data | Protected Data | Residential | Solar* Rewards | 2019 |  | n/a
Xcel Energy | 85 | 13781 | IOU | 3129443 | 10 | Solar |  |  | Withdrawn | Cottage Grove | Protected Data | Protected Data | Protected Data | Residential | Solar* Rewards | 2019 |  | n/a
Xcel Energy | 85 | 13781 | IOU | 3129444 | 3 | Solar |  |  | Withdrawn | Minneapolis | Protected Data | Protected Data | Protected Data | Residential | Solar* Rewards | 2019 |  | n/a
Xcel Energy | 85 | 13781 | IOU | 3129445 | 639 | Solar |  |  | Withdrawn | Shoreview | Protected Data | Protected Data | Protected Data | Commercial | Solar* Rewards | 2019 |  | n/a
Xcel Energy | 85 | 13781 | IOU | 3129446 | 4 | Solar |  |  | Withdrawn | Minneapolis | Protected Data | Protected Data | Protected Data | Residential | Solar* Rewards | 2019 |  | n/a
Xcel Energy | 85 | 13781 | IOU | 3129447 | 8 | Solar |  |  | Withdrawn | Spring Lake Park | Protected Data | Protected Data | Protected Data | Commercial | Solar* Rewards | 2019 |  | n/a
Xcel Energy | 85 | 13781 | IOU | 3129448 | 5 | Solar |  |  | Withdrawn | Saint Paul | Protected Data | Protected Data | Protected Data | Residential | Solar* Rewards | 2019 |  | n/a
Xcel Energy | 85 | 13781 | IOU | 3129449 | 11 | Solar |  |  | Withdrawn | Saint Paul | Protected Data | Protected Data | Protected Data | Residential | Solar* Rewards | 2019 |  | n/a
Xcel Energy | 85 | 13781 | IOU | 3129450 | 9 | Solar |  |  | Withdrawn | Lake Elmo | Protected Data | Protected Data | Protected Data | Residential | Solar* Rewards | 2019 |  | n/a
Xcel Energy | 85 | 13781 | IOU | 3129451 | 20 | Solar |  |  | Withdrawn | Prior Lake | Protected Data | Protected Data | Protected Data | Residential | Solar* Rewards | 2019 |  | n/a
Xcel Energy | 85 | 13781 | IOU | 3129452 | 5 | Solar |  |  | Withdrawn | Roseville | Protected Data | Protected Data | Protected Data | Residential | Solar* Rewards | 2019 |  | n/a
Xcel Energy | 85 | 13781 | IOU | 3129453 | 13 | Solar |  |  | Withdrawn | Woodbury | Protected Data | Protected Data | Protected Data | Residential | Solar* Rewards | 2019 |  | n/a
Xcel Energy | 85 | 13781 | IOU | 3129454 | 14 | Solar |  |  | Withdrawn | Oakdale | Protected Data | Protected Data | Protected Data | Residential | Solar* Rewards | 2019 |  | n/a
Xcel Energy | 85 | 13781 | IOU | 3129455 | 11 | Solar |  |  | Withdrawn | Brooklyn Center | Protected Data | Protected Data | Protected Data | Residential | Solar* Rewards | 2019 |  | n/a
Xcel Energy | 85 | 13781 | IOU | 3129456 | 8 | Solar |  |  | Withdrawn | Wyoming | Protected Data | Protected Data | Protected Data | Residential | Solar* Rewards | 2019 |  | n/a
Xcel Energy | 85 | 13781 | IOU | 3129457 | 17 | Solar |  |  | Withdrawn | Afton | Protected Data | Protected Data | Protected Data | Residential | Solar* Rewards | 2019 |  | n/a
Xcel Energy | 85 | 13781 | IOU | 3129458 | 14 | Solar |  |  | Withdrawn | Waseca | Protected Data | Protected Data | Protected Data | Residential | Solar* Rewards | 2019 |  | n/a
Xcel Energy | 85 | 13781 | IOU | 3129459 | 6 | Solar |  |  | Withdrawn | Eden Prairie | Protected Data | Protected Data | Protected Data | Residential | Solar* Rewards | 2019 |  | n/a
Xcel Energy | 85 | 13781 | IOU | 3129460 | 39 | Solar |  |  | Withdrawn | Clarks Grove | Protected Data | Protected Data | Protected Data | Commercial | Solar* Rewards | 2019 |  | n/a
Xcel Energy | 85 | 13781 | IOU | 3129461 | 10 | Solar |  |  | Withdrawn | Lonsdale | Protected Data | Protected Data | Protected Data | Residential | Solar* Rewards | 2019 |  | n/a
Xcel Energy | 85 | 13781 | IOU | 3129462 | 4 | Solar |  |  | Withdrawn | Saint Louis Park | Protected Data | Protected Data | Protected Data | Residential | Solar* Rewards | 2019 |  | n/a
Xcel Energy | 85 | 13781 | IOU | 3129463 | 40 | Solar |  |  | Withdrawn | Big Lake | Protected Data | Protected Data | Protected Data | Commercial | Solar* Rewards | 2019 |  | n/a
Xcel Energy | 85 | 13781 | IOU | 3129464 | 6 | Solar |  |  | Withdrawn | Savage | Protected Data | Protected Data | Protected Data | Residential | Solar* Rewards | 2019 |  | n/a
Xcel Energy | 85 | 13781 | IOU | 3129465 | 3 | Solar |  |  | Withdrawn | Minneapolis | Protected Data | Protected Data | Protected Data | Residential | Solar* Rewards | 2019 |  | n/a
Xcel Energy | 85 | 13781 | IOU | 3129466 | 9 | Solar |  |  | Withdrawn | White Bear Lake | Protected Data | Protected Data | Protected Data | Residential | Solar* Rewards | 2019 |  | n/a
Xcel Energy | 85 | 13781 | IOU | 3129467 | 8 | Solar |  |  | Withdrawn | Saint Paul | Protected Data | Protected Data | Protected Data | Residential | Solar* Rewards | 2019 |  | n/a
Xcel Energy | 85 | 13781 | IOU | 3129468 | 9 | Solar |  |  | Withdrawn | Dundas | Protected Data | Protected Data | Protected Data | Residential | Solar* Rewards | 2019 |  | n/a
Xcel Energy | 85 | 13781 | IOU | 3129469 | 24 | Solar |  |  | Withdrawn | Dundas | Protected Data | Protected Data | Protected Data | Commercial | Solar* Rewards | 2019 |  | n/a
Xcel Energy | 85 | 13781 | IOU | 3129470 | 12 | Solar |  |  | Withdrawn | Maplewood | Protected Data | Protected Data | Protected Data | Residential | Solar* Rewards | 2019 |  | n/a
Xcel Energy | 85 | 13781 | IOU | 3129471 | 10 | Solar |  |  | Withdrawn | Northfield | Protected Data | Protected Data | Protected Data | Residential | Solar* Rewards | 2019 |  | n/a
Xcel Energy | 85 | 13781 | IOU | 3129472 | 5 | Solar |  |  | Withdrawn | Cottage Grove | Protected Data | Protected Data | Protected Data | Residential | Solar* Rewards | 2019 |  | n/a
Xcel Energy | 85 | 13781 | IOU | 3129474 | 12 | Solar |  |  | Withdrawn | Minneapolis | Protected Data | Protected Data | Protected Data | Residential | Solar* Rewards | 2019 |  | n/a
Xcel Energy | 85 | 13781 | IOU | 3129475 | 7 | Solar |  |  | Withdrawn | Plymouth | Protected Data | Protected Data | Protected Data | Residential | Solar* Rewards | 2019 |  | n/a
Xcel Energy | 85 | 13781 | IOU | 3129476 | 8 | Solar |  |  | Withdrawn | Roseville | Protected Data | Protected Data | Protected Data | Residential | Solar* Rewards | 2019 |  | n/a
Xcel Energy | 85 | 13781 | IOU | 3129477 | 9 | Solar |  |  | Withdrawn | Minneapolis | Protected Data | Protected Data | Protected Data | Residential | Solar* Rewards | 2019 |  | n/a
Xcel Energy | 85 | 13781 | IOU | 3129478 | 8 | Solar |  |  | Withdrawn | Woodbury | Protected Data | Protected Data | Protected Data | Residential | Solar* Rewards | 2019 |  | n/a
Xcel Energy | 85 | 13781 | IOU | 3129479 | 8 | Solar |  |  | Withdrawn | Woodbury | Protected Data | Protected Data | Protected Data | Residential | Solar* Rewards | 2019 |  | n/a
Xcel Energy | 85 | 13781 | IOU | 3129481 | 7 | Solar |  |  | Withdrawn | Stillwater | Protected Data | Protected Data | Protected Data | Residential | Solar* Rewards | 2019 |  | n/a
Xcel Energy | 85 | 13781 | IOU | 3129482 | 8 | Solar |  |  | Withdrawn | Saint Michael | Protected Data | Protected Data | Protected Data | Residential | Solar* Rewards | 2019 |  | n/a
Xcel Energy | 85 | 13781 | IOU | 3129483 | 2 | Solar |  |  | Withdrawn | Saint Paul | Protected Data | Protected Data | Protected Data | Residential | Solar* Rewards | 2019 |  | n/a
Xcel Energy | 85 | 13781 | IOU | 3129485 | 6 | Solar |  |  | Withdrawn | White Bear Lake | Protected Data | Protected Data | Protected Data | Residential | Solar* Rewards | 2019 |  | n/a
Xcel Energy | 85 | 13781 | IOU | 3129486 | 11 | Solar |  |  | Withdrawn | Plymouth | Protected Data | Protected Data | Protected Data | Residential | Solar* Rewards | 2019 |  | n/a
Xcel Energy | 85 | 13781 | IOU | 3129487 | 9 | Solar |  |  | Withdrawn | Tonka Bay | Protected Data | Protected Data | Protected Data | Commercial | Solar* Rewards | 2019 |  | n/a
Xcel Energy | 85 | 13781 | IOU | 3129488 | 129 | Solar |  |  | Withdrawn | Bloomington | Protected Data | Protected Data | Protected Data | Commercial | Solar* Rewards | 2019 |  | n/a
Xcel Energy | 85 | 13781 | IOU | 3129489 | 6 | Solar |  |  | Withdrawn | Hector | Protected Data | Protected Data | Protected Data | Commercial | Solar* Rewards | 2019 |  | n/a
Xcel Energy | 85 | 13781 | IOU | 3129490 | 13 | Solar |  |  | Withdrawn | Hector | Protected Data | Protected Data | Protected Data | Residential | Solar* Rewards | 2019 |  | n/a
Xcel Energy | 85 | 13781 | IOU | 3129491 | 13 | Solar |  |  | Withdrawn | Hector | Protected Data | Protected Data | Protected Data | Commercial | Solar* Rewards | 2019 |  | n/a
Xcel Energy | 85 | 13781 | IOU | 3129492 | 7 | Solar |  |  | Withdrawn | Waseca | Protected Data | Protected Data | Protected Data | Residential | Solar* Rewards | 2019 |  | n/a
Xcel Energy | 85 | 13781 | IOU | 3129493 | 8 | Solar |  |  | Withdrawn | Blaine | Protected Data | Protected Data | Protected Data | Residential | Solar* Rewards | 2019 |  | n/a
Xcel Energy | 85 | 13781 | IOU | 3129494 | 24 | Solar |  |  | Withdrawn | Dundas | Protected Data | Protected Data | Protected Data | Commercial | Solar* Rewards | 2019 |  | n/a
Xcel Energy | 85 | 13781 | IOU | 3129495 | 879 | Solar |  |  | Withdrawn | Minnetonka | Protected Data | Protected Data | Protected Data | Commercial | Solar* Rewards | 2019 |  | n/a
Xcel Energy | 85 | 13781 | IOU | 3129496 | 946 | Solar |  |  | Withdrawn | Roseville | Protected Data | Protected Data | Protected Data | Commercial | Solar* Rewards | 2019 |  | n/a
Xcel Energy | 85 | 13781 | IOU | 3129497 | 8 | Solar |  |  | Withdrawn | Coon Rapids | Protected Data | Protected Data | Protected Data | Residential | Solar* Rewards | 2019 |  | n/a
Xcel Energy | 85 | 13781 | IOU | 3129498 | 7 | Solar |  |  | Withdrawn | Minneapolis | Protected Data | Protected Data | Protected Data | Residential | Solar* Rewards | 2019 |  | n/a
Xcel Energy | 85 | 13781 | IOU | 3129499 | 5 | Solar |  |  | Withdrawn | Minneapolis | Protected Data | Protected Data | Protected Data | Residential | Solar* Rewards | 2019 |  | n/a
Xcel Energy | 85 | 13781 | IOU | 3129500 | 5 | Solar |  |  | Withdrawn | Saint Paul | Protected Data | Protected Data | Protected Data | Residential | Solar* Rewards | 2019 |  | n/a
Xcel Energy | 85 | 13781 | IOU | 3129501 | 4 | Solar |  |  | Withdrawn | Kimball | Protected Data | Protected Data | Protected Data | Commercial | Solar* Rewards | 2019 |  | n/a
Xcel Energy | 85 | 13781 | IOU | 3129502 | 9 | Solar |  |  | Withdrawn | Saint Paul | Protected Data | Protected Data | Protected Data | Residential | Solar* Rewards | 2019 |  | n/a
Xcel Energy | 85 | 13781 | IOU | 3129503 | 5 | Solar |  |  | Withdrawn | Maple Lake | Protected Data | Protected Data | Protected Data | Commercial | Solar* Rewards | 2019 |  | n/a
Xcel Energy | 85 | 13781 | IOU | 3129504 | 6 | Solar |  |  | Withdrawn | Excelsior | Protected Data | Protected Data | Protected Data | Residential | Solar* Rewards | 2019 |  | n/a
Xcel Energy | 85 | 13781 | IOU | 3129505 | 6 | Solar |  |  | Withdrawn | Saint Paul | Protected Data | Protected Data | Protected Data | Residential | Solar* Rewards | 2019 |  | n/a
Xcel Energy | 85 | 13781 | IOU | 3129506 | 9 | Solar |  |  | Withdrawn | Sauk Rapids | Protected Data | Protected Data | Protected Data | Residential | Solar* Rewards | 2019 |  | n/a
Xcel Energy | 85 | 13781 | IOU | 3129507 | 7 | Solar |  |  | Withdrawn | Saint Paul | Protected Data | Protected Data | Protected Data | Residential | Solar* Rewards | 2019 |  | n/a
Xcel Energy | 85 | 13781 | IOU | 3129508 | 5 | Solar |  |  | Withdrawn | Saint Paul | Protected Data | Protected Data | Protected Data | Residential | Solar* Rewards | 2019 |  | n/a
Xcel Energy | 85 | 13781 | IOU | 3129509 | 7 | Solar |  |  | Withdrawn | Saint Paul | Protected Data | Protected Data | Protected Data | Residential | Solar* Rewards | 2019 |  | n/a
Xcel Energy | 85 | 13781 | IOU | 3129510 | 6 | Solar |  |  | Withdrawn | Bloomington | Protected Data | Protected Data | Protected Data | Residential | Solar* Rewards | 2019 |  | n/a
Xcel Energy | 85 | 13781 | IOU | 3129511 | 4 | Solar |  |  | Withdrawn | Zumbrota | Protected Data | Protected Data | Protected Data | Residential | Solar* Rewards | 2019 |  | n/a
Xcel Energy | 85 | 13781 | IOU | 3129512 | 12 | Solar |  |  | Withdrawn | Hastings | Protected Data | Protected Data | Protected Data | Residential | Solar* Rewards | 2019 |  | n/a
Xcel Energy | 85 | 13781 | IOU | 3129513 | 7 | Solar |  |  | Withdrawn | Saint Paul | Protected Data | Protected Data | Protected Data | Residential | Solar* Rewards | 2019 |  | n/a
Xcel Energy | 85 | 13781 | IOU | 3129514 | 7 | Solar |  |  | Withdrawn | Golden Valley | Protected Data | Protected Data | Protected Data | Residential | Solar* Rewards | 2019 |  | n/a
Xcel Energy | 85 | 13781 | IOU | 3129515 | 7 | Solar |  |  | Withdrawn | Shoreview | Protected Data | Protected Data | Protected Data | Residential | Solar* Rewards | 2019 |  | n/a
Xcel Energy | 85 | 13781 | IOU | 3129516 | 7 | Solar |  |  | Withdrawn | Maplewood | Protected Data | Protected Data | Protected Data | Residential | Solar* Rewards | 2019 |  | n/a
Xcel Energy | 85 | 13781 | IOU | 3129517 | 7 | Solar |  |  | Withdrawn | North Branch | Protected Data | Protected Data | Protected Data | Residential | Solar* Rewards | 2019 |  | n/a
Xcel Energy | 85 | 13781 | IOU | 3129518 | 8 | Solar |  |  | Withdrawn | Richfield | Protected Data | Protected Data | Protected Data | Residential | Solar* Rewards | 2019 |  | n/a
Xcel Energy | 85 | 13781 | IOU | 3129519 | 9 | Solar |  |  | Withdrawn | Lakeville | Protected Data | Protected Data | Protected Data | Residential | Solar* Rewards | 2019 |  | n/a
Xcel Energy | 85 | 13781 | IOU | 3129520 | 14 | Solar |  |  | Withdrawn | Mayer | Protected Data | Protected Data | Protected Data | Residential | Solar* Rewards | 2019 |  | n/a
Xcel Energy | 85 | 13781 | IOU | 3129521 | 16 | Solar |  |  | Withdrawn | Bloomington | Protected Data | Protected Data | Protected Data | Residential | Solar* Rewards | 2019 |  | n/a
Xcel Energy | 85 | 13781 | IOU | 3129522 | 15 | Solar |  |  | Withdrawn | Lakeland | Protected Data | Protected Data | Protected Data | Commercial | Solar* Rewards | 2019 |  | n/a
Xcel Energy | 85 | 13781 | IOU | 3129523 | 6 | Solar |  |  | Withdrawn | Circle Pines | Protected Data | Protected Data | Protected Data | Residential | Solar* Rewards | 2019 |  | n/a
Xcel Energy | 85 | 13781 | IOU | 3129524 | 10 | Solar |  |  | Withdrawn | Saint Paul | Protected Data | Protected Data | Protected Data | Residential | Solar* Rewards | 2019 |  | n/a
Xcel Energy | 85 | 13781 | IOU | 3129525 | 11 | Solar |  |  | Withdrawn | Annandale | Protected Data | Protected Data | Protected Data | Residential | Solar* Rewards | 2019 |  | n/a
Xcel Energy | 85 | 13781 | IOU | 3129526 | 11 | Solar |  |  | Withdrawn | Bloomington | Protected Data | Protected Data | Protected Data | Residential | Solar* Rewards | 2019 |  | n/a
Xcel Energy | 85 | 13781 | IOU | 3129527 | 7 | Solar |  |  | Withdrawn | Minneapolis | Protected Data | Protected Data | Protected Data | Residential | Solar* Rewards | 2019 |  | n/a
Xcel Energy | 85 | 13781 | IOU | 3129528 | 4 | Solar |  |  | Withdrawn | Minneapolis | Protected Data | Protected Data | Protected Data | Residential | Solar* Rewards | 2019 |  | n/a
Xcel Energy | 85 | 13781 | IOU | 3129529 | 13 | Solar |  |  | Withdrawn | Saint Michael | Protected Data | Protected Data | Protected Data | Residential | Solar* Rewards | 2019 |  | n/a
Xcel Energy | 85 | 13781 | IOU | 3129530 | 4 | Solar |  |  | Withdrawn | Minneapolis | Protected Data | Protected Data | Protected Data | Residential | Solar* Rewards | 2019 |  | n/a
Xcel Energy | 85 | 13781 | IOU | 3129531 | 8 | Solar |  |  | Withdrawn | Minneapolis | Protected Data | Protected Data | Protected Data | Residential | Solar* Rewards | 2019 |  | n/a
Xcel Energy | 85 | 13781 | IOU | 3129532 | 8 | Solar |  |  | Withdrawn | Arden Hills | Protected Data | Protected Data | Protected Data | Residential | Solar* Rewards | 2019 |  | n/a
Xcel Energy | 85 | 13781 | IOU | 3129533 | 9 | Solar |  |  | Withdrawn | Woodbury | Protected Data | Protected Data | Protected Data | Residential | Solar* Rewards | 2019 |  | n/a
Xcel Energy | 85 | 13781 | IOU | 3129534 | 7 | Solar |  |  | Withdrawn | Minneapolis | Protected Data | Protected Data | Protected Data | Residential | Solar* Rewards | 2019 |  | n/a
Xcel Energy | 85 | 13781 | IOU | 3129535 | 4 | Solar |  |  | Withdrawn | Inver Grove Heights | Protected Data | Protected Data | Protected Data | Residential | Solar* Rewards | 2019 |  | n/a
Xcel Energy | 85 | 13781 | IOU | 3129536 | 3 | Solar |  |  | Withdrawn | Center City | Protected Data | Protected Data | Protected Data | Residential | Solar* Rewards | 2019 |  | n/a
Xcel Energy | 85 | 13781 | IOU | 3129537 | 7 | Solar |  |  | Withdrawn | Winona | Protected Data | Protected Data | Protected Data | Commercial | Solar* Rewards | 2019 |  | n/a
Xcel Energy | 85 | 13781 | IOU | 3129538 | 5 | Solar |  |  | Withdrawn | Lauderdale | Protected Data | Protected Data | Protected Data | Residential | Solar* Rewards | 2019 |  | n/a
Xcel Energy | 85 | 13781 | IOU | 3129539 | 13 | Solar |  |  | Withdrawn | Long Lake | Protected Data | Protected Data | Protected Data | Residential | Solar* Rewards | 2019 |  | n/a
Xcel Energy | 85 | 13781 | IOU | 3129540 | 40 | Solar |  |  | Withdrawn | Minneapolis | Protected Data | Protected Data | Protected Data | Commercial | Solar* Rewards | 2019 |  | n/a
Xcel Energy | 85 | 13781 | IOU | 3129541 | 40 | Solar |  |  | Withdrawn | Minneapolis | Protected Data | Protected Data | Protected Data | Commercial | Solar* Rewards | 2019 |  | n/a
Xcel Energy | 85 | 13781 | IOU | 3129542 | 40 | Solar |  |  | Withdrawn | Minneapolis | Protected Data | Protected Data | Protected Data | Commercial | Solar* Rewards | 2019 |  | n/a
Xcel Energy | 85 | 13781 | IOU | 3129543 | 40 | Solar |  |  | Withdrawn | Minneapolis | Protected Data | Protected Data | Protected Data | Commercial | Solar* Rewards | 2019 |  | n/a
Xcel Energy | 85 | 13781 | IOU | 3129544 | 6 | Solar |  | X | Withdrawn | Minneapolis | Protected Data | Protected Data | Protected Data | Residential | Solar* Rewards | 2019 |  | n/a
Xcel Energy | 85 | 13781 | IOU | 3129545 | 40 | Solar |  |  | Withdrawn | Richfield | Protected Data | Protected Data | Protected Data | Commercial | Solar* Rewards | 2019 |  | n/a
Xcel Energy | 85 | 13781 | IOU | 3129546 | 2 | Solar |  |  | Withdrawn | Saint Louis Park | Protected Data | Protected Data | Protected Data | Residential | Solar* Rewards | 2019 |  | n/a
Xcel Energy | 85 | 13781 | IOU | 3129547 | 4 | Solar |  |  | Withdrawn | Minneapolis | Protected Data | Protected Data | Protected Data | Residential | Solar* Rewards | 2019 |  | n/a
Xcel Energy | 85 | 13781 | IOU | 3129548 | 12 | Solar |  |  | Withdrawn | Deephaven | Protected Data | Protected Data | Protected Data | Residential | Solar* Rewards | 2019 |  | n/a
Xcel Energy | 85 | 13781 | IOU | 3129549 | 40 | Solar |  |  | Withdrawn | Saint Paul Park | Protected Data | Protected Data | Protected Data | Commercial | Solar* Rewards | 2019 |  | n/a
Xcel Energy | 85 | 13781 | IOU | 3129550 | 5 | Solar |  |  | Withdrawn | Excelsior | Protected Data | Protected Data | Protected Data | Residential | Solar* Rewards | 2019 |  | n/a
Xcel Energy | 85 | 13781 | IOU | 3129551 | 5 | Solar |  |  | Withdrawn | Rosemount | Protected Data | Protected Data | Protected Data | Residential | Solar* Rewards | 2019 |  | n/a
Xcel Energy | 85 | 13781 | IOU | 3129554 | 20 | Solar |  |  | Withdrawn | Saint Paul | Protected Data | Protected Data | Protected Data | Commercial | Solar* Rewards | 2014 |  | n/a
Xcel Energy | 85 | 13781 | IOU | 3129555 | 8 | Solar |  |  | Withdrawn | Saint Paul | Protected Data | Protected Data | Protected Data | Commercial | Solar* Rewards | 2014 |  | n/a
Xcel Energy | 85 | 13781 | IOU | 3129556 | 13 | Solar |  |  | Withdrawn | Saint Paul | Protected Data | Protected Data | Protected Data | Commercial | Solar* Rewards | 2014 |  | n/a
Xcel Energy | 85 | 13781 | IOU | 3129557 | 20 | Solar |  |  | Withdrawn | Golden Valley | Protected Data | Protected Data | Protected Data | Commercial | Solar* Rewards | 2014 |  | n/a
Xcel Energy | 85 | 13781 | IOU | 3129558 | 20 | Solar |  |  | Withdrawn | Golden Valley | Protected Data | Protected Data | Protected Data | Commercial | Solar* Rewards | 2014 |  | n/a
Xcel Energy | 85 | 13781 | IOU | 3129559 | 6 | Solar |  |  | Withdrawn | Lake Elmo | Protected Data | Protected Data | Protected Data | Commercial | Solar* Rewards | 2014 |  | n/a
Xcel Energy | 85 | 13781 | IOU | 3129560 | 20 | Solar |  |  | Withdrawn | Saint Paul | Protected Data | Protected Data | Protected Data | Commercial | Solar* Rewards | 2014 |  | n/a
Xcel Energy | 85 | 13781 | IOU | 3129561 | 20 | Solar |  |  | Withdrawn | Minneapolis | Protected Data | Protected Data | Protected Data | Commercial | Solar* Rewards | 2015 |  | n/a
Xcel Energy | 85 | 13781 | IOU | 3129562 | 20 | Solar |  |  | Withdrawn | Saint Cloud | Protected Data | Protected Data | Protected Data | Commercial | Solar* Rewards | 2015 |  | n/a
Xcel Energy | 85 | 13781 | IOU | 3129563 | 20 | Solar |  |  | Withdrawn | Plymouth | Protected Data | Protected Data | Protected Data | Commercial | Solar* Rewards | 2015 |  | n/a
Xcel Energy | 85 | 13781 | IOU | 3129564 | 20 | Solar |  |  | Withdrawn | Shoreview | Protected Data | Protected Data | Protected Data | Commercial | Solar* Rewards | 2015 |  | n/a
Xcel Energy | 85 | 13781 | IOU | 3129565 | 20 | Solar |  |  | Withdrawn | Shoreview | Protected Data | Protected Data | Protected Data | Commercial | Solar* Rewards | 2015 |  | n/a
Xcel Energy | 85 | 13781 | IOU | 3129566 | 20 | Solar |  |  | Withdrawn | Minneapolis | Protected Data | Protected Data | Protected Data | Commercial | Solar* Rewards | 2015 |  | n/a
Xcel Energy | 85 | 13781 | IOU | 3129567 | 20 | Solar |  |  | Withdrawn | Minnetonka | Protected Data | Protected Data | Protected Data | Commercial | Solar* Rewards | 2015 |  | n/a
Xcel Energy | 85 | 13781 | IOU | 3129568 | 20 | Solar |  |  | Withdrawn | Oakdale | Protected Data | Protected Data | Protected Data | Commercial | Solar* Rewards | 2015 |  | n/a
Xcel Energy | 85 | 13781 | IOU | 3129569 | 20 | Solar |  |  | Withdrawn | Saint Paul | Protected Data | Protected Data | Protected Data | Commercial | Solar* Rewards | 2015 |  | n/a
Xcel Energy | 85 | 13781 | IOU | 3129570 | 5 | Solar |  |  | Withdrawn | Saint Paul | Protected Data | Protected Data | Protected Data | Residential | Solar* Rewards | 2016 |  | n/a
Xcel Energy | 85 | 13781 | IOU | 3129571 | 4 | Solar |  |  | Withdrawn | Brooklyn Park | Protected Data | Protected Data | Protected Data | Residential | Solar* Rewards | 2016 |  | n/a
Xcel Energy | 85 | 13781 | IOU | 3129572 | 5 | Solar |  |  | Withdrawn | Belle Plaine | Protected Data | Protected Data | Protected Data | Residential | Solar* Rewards | 2016 |  | n/a
Xcel Energy | 85 | 13781 | IOU | 3129573 | 7 | Solar |  |  | Withdrawn | Saint Paul | Protected Data | Protected Data | Protected Data | Residential | Solar* Rewards | 2016 |  | n/a
Xcel Energy | 85 | 13781 | IOU | 3129574 | 20 | Solar |  |  | Withdrawn | Long Lake | Protected Data | Protected Data | Protected Data | Commercial | Solar* Rewards | 2016 |  | n/a
Xcel Energy | 85 | 13781 | IOU | 3129575 | 14 | Solar |  |  | Withdrawn | Eden Prairie | Protected Data | Protected Data | Protected Data | Residential | Solar* Rewards | 2016 |  | n/a
Xcel Energy | 85 | 13781 | IOU | 3129576 | 20 | Solar |  |  | Withdrawn | Mankato | Protected Data | Protected Data | Protected Data | Commercial | Solar* Rewards | 2016 |  | n/a
Xcel Energy | 85 | 13781 | IOU | 3129577 | 20 | Solar |  |  | Withdrawn | Mankato | Protected Data | Protected Data | Protected Data | Commercial | Solar* Rewards | 2016 |  | n/a
Xcel Energy | 85 | 13781 | IOU | 3129578 | 20 | Solar |  |  | Withdrawn | Burnsville | Protected Data | Protected Data | Protected Data | Commercial | Solar* Rewards | 2016 |  | n/a
Xcel Energy | 85 | 13781 | IOU | 3129579 | 6 | Solar |  |  | Withdrawn | Stacy | Protected Data | Protected Data | Protected Data | Residential | Solar* Rewards | 2016 |  | n/a
Xcel Energy | 85 | 13781 | IOU | 3129580 | 10 | Solar |  |  | Withdrawn | Mankato | Protected Data | Protected Data | Protected Data | Residential | Solar* Rewards | 2016 |  | n/a
Xcel Energy | 85 | 13781 | IOU | 3129581 | 7 | Solar |  |  | Withdrawn | North Mankato | Protected Data | Protected Data | Protected Data | Residential | Solar* Rewards | 2016 |  | n/a
Xcel Energy | 85 | 13781 | IOU | 3129582 | 6 | Solar |  |  | Withdrawn | Montrose | Protected Data | Protected Data | Protected Data | Residential | Solar* Rewards | 2016 |  | n/a
Xcel Energy | 85 | 13781 | IOU | 3129583 | 6 | Solar |  |  | Withdrawn | Roseville | Protected Data | Protected Data | Protected Data | Residential | Solar* Rewards | 2016 |  | n/a
Xcel Energy | 85 | 13781 | IOU | 3129584 | 20 | Solar |  |  | Withdrawn | Plymouth | Protected Data | Protected Data | Protected Data | Commercial | Solar* Rewards | 2016 |  | n/a
Xcel Energy | 85 | 13781 | IOU | 3129585 | 20 | Solar |  |  | Withdrawn | Plymouth | Protected Data | Protected Data | Protected Data | Commercial | Solar* Rewards | 2016 |  | n/a
Xcel Energy | 85 | 13781 | IOU | 3129586 | 20 | Solar |  |  | Withdrawn | Plymouth | Protected Data | Protected Data | Protected Data | Commercial | Solar* Rewards | 2016 |  | n/a
Xcel Energy | 85 | 13781 | IOU | 3129587 | 20 | Solar |  |  | Withdrawn | Faribault | Protected Data | Protected Data | Protected Data | Commercial | Solar* Rewards | 2016 |  | n/a
Xcel Energy | 85 | 13781 | IOU | 3129588 | 10 | Solar |  |  | Withdrawn | Roseville | Protected Data | Protected Data | Protected Data | Residential | Solar* Rewards | 2016 |  | n/a
Xcel Energy | 85 | 13781 | IOU | 3129589 | 20 | Solar |  |  | Withdrawn | Hugo | Protected Data | Protected Data | Protected Data | Commercial | Solar* Rewards | 2016 |  | n/a
Xcel Energy | 85 | 13781 | IOU | 3129590 | 20 | Solar |  |  | Withdrawn | Minneapolis | Protected Data | Protected Data | Protected Data | Commercial | Solar* Rewards | 2016 |  | n/a
Xcel Energy | 85 | 13781 | IOU | 3129591 | 6 | Solar |  |  | Withdrawn | Saint Paul | Protected Data | Protected Data | Protected Data | Residential | Solar* Rewards | 2016 |  | n/a
Xcel Energy | 85 | 13781 | IOU | 3129592 | 19 | Solar |  |  | Withdrawn | Dellwood | Protected Data | Protected Data | Protected Data | Residential | Solar* Rewards | 2016 |  | n/a
Xcel Energy | 85 | 13781 | IOU | 3129593 | 20 | Solar |  |  | Withdrawn | Columbia Heights | Protected Data | Protected Data | Protected Data | Commercial | Solar* Rewards | 2016 |  | n/a
Xcel Energy | 85 | 13781 | IOU | 3129594 | 3 | Solar |  |  | Withdrawn | Minneapolis | Protected Data | Protected Data | Protected Data | Residential | Solar* Rewards | 2016 |  | n/a
Xcel Energy | 85 | 13781 | IOU | 3129595 | 10 | Solar |  |  | Withdrawn | Shafer | Protected Data | Protected Data | Protected Data | Residential | Solar* Rewards | 2016 |  | n/a
Xcel Energy | 85 | 13781 | IOU | 3129596 | 9 | Solar |  |  | Withdrawn | Hadley | Protected Data | Protected Data | Protected Data | Residential | Solar* Rewards | 2016 |  | n/a
Xcel Energy | 85 | 13781 | IOU | 3129597 | 7 | Solar |  |  | Withdrawn | Plymouth | Protected Data | Protected Data | Protected Data | Residential | Solar* Rewards | 2016 |  | n/a
Xcel Energy | 85 | 13781 | IOU | 3129598 | 5 | Solar |  |  | Withdrawn | Forest Lake | Protected Data | Protected Data | Protected Data | Residential | Solar* Rewards | 2016 |  | n/a
Xcel Energy | 85 | 13781 | IOU | 3129599 | 4 | Solar |  |  | Withdrawn | Saint Paul | Protected Data | Protected Data | Protected Data | Residential | Solar* Rewards | 2017 |  | n/a
Xcel Energy | 85 | 13781 | IOU | 3129600 | 328 | Solar |  |  | Withdrawn | Eagan | Protected Data | Protected Data | Protected Data | Commercial | n/a | 2017 |  | n/a
Xcel Energy | 85 | 13781 | IOU | 3129601 | 126 | Solar |  |  | Withdrawn | Montevideo | Protected Data | Protected Data | Protected Data | Commercial | n/a | 2017 |  | n/a
Xcel Energy | 85 | 13781 | IOU | 3129603 | 48 | Solar |  | X | Withdrawn | Saint Paul | Protected Data | Protected Data | Protected Data | Commercial | n/a | 2018 |  | n/a
Xcel Energy | 85 | 13781 | IOU | 3129604 | 2 | Solar |  |  | Withdrawn | Saint Paul | Protected Data | Protected Data | Protected Data | Commercial | Solar* Rewards | 2018 |  | n/a
Xcel Energy | 85 | 13781 | IOU | 3129607 | 18 | Solar |  |  | Withdrawn | New Prague | Protected Data | Protected Data | Protected Data | Residential | Solar* Rewards | 2018 |  | n/a
Xcel Energy | 85 | 13781 | IOU | 3129613 | 9 | Solar |  |  | Withdrawn | Golden Valley | Protected Data | Protected Data | Protected Data | Residential | Solar* Rewards | 2018 |  | n/a
Xcel Energy | 85 | 13781 | IOU | 3129614 | 11 | Solar |  |  | Withdrawn | Minnetonka | Protected Data | Protected Data | Protected Data | Residential | Solar* Rewards | 2018 |  | n/a
Xcel Energy | 85 | 13781 | IOU | 3129615 | 20 | Solar |  |  | Withdrawn | Forest Lake | Protected Data | Protected Data | Protected Data | Residential | Solar* Rewards | 2018 |  | n/a
Xcel Energy | 85 | 13781 | IOU | 3129618 | 40 | Solar |  |  | Withdrawn | Saint Paul | Protected Data | Protected Data | Protected Data | Commercial | Solar* Rewards | 2018 |  | n/a
Xcel Energy | 85 | 13781 | IOU | 3129623 | 10 | Solar |  |  | Withdrawn | Minneapolis | Protected Data | Protected Data | Protected Data | Commercial | Solar* Rewards | 2018 |  | n/a
Xcel Energy | 85 | 13781 | IOU | 3129624 | 40 | Solar |  |  | Withdrawn | Minnetonka | Protected Data | Protected Data | Protected Data | Commercial | Solar* Rewards | 2018 |  | n/a
Xcel Energy | 85 | 13781 | IOU | 3129627 | 22 | Solar |  |  | Withdrawn | Minneapolis | Protected Data | Protected Data | Protected Data | Commercial | Solar* Rewards | 2018 |  | n/a
Xcel Energy | 85 | 13781 | IOU | 3129631 | 20 | Solar |  |  | Withdrawn | Minneapolis | Protected Data | Protected Data | Protected Data | Commercial | Solar* Rewards | 2018 |  | n/a
Xcel Energy | 85 | 13781 | IOU | 3129634 | 5 | Solar |  |  | Withdrawn | Saint Paul | Protected Data | Protected Data | Protected Data | Residential | Solar* Rewards | 2018 |  | n/a
Xcel Energy | 85 | 13781 | IOU | 3129636 | 25 | Solar |  |  | Withdrawn | Saint Paul | Protected Data | Protected Data | Protected Data | Commercial | Solar* Rewards | 2018 |  | n/a
Xcel Energy | 85 | 13781 | IOU | 3129637 | 5 | Solar |  |  | Withdrawn | Minneapolis | Protected Data | Protected Data | Protected Data | Commercial | Solar* Rewards | 2018 |  | n/a
Xcel Energy | 85 | 13781 | IOU | 3129649 | 10 | Solar |  |  | Withdrawn | Warsaw | Protected Data | Protected Data | Protected Data | Residential | Solar* Rewards | 2019 |  | n/a
Xcel Energy | 85 | 13781 | IOU | 3129653 | 40 | Solar |  |  | Withdrawn | Brooklyn Center | Protected Data | Protected Data | Protected Data | Commercial | Solar* Rewards | 2019 |  | n/a
Xcel Energy | 85 | 13781 | IOU | 3129656 | 7 | Solar |  |  | Withdrawn | Minneapolis | Protected Data | Protected Data | Protected Data | Residential | Solar* Rewards | 2019 |  | n/a
Xcel Energy | 85 | 13781 | IOU | 3129687 | 5 | Solar |  |  | Withdrawn | Bloomington | Protected Data | Protected Data | Protected Data | Residential | Solar* Rewards | 2018 |  | n/a
Xcel Energy | 85 | 13781 | IOU | 3129693 | 40 | Solar |  |  | Withdrawn | Golden Valley | Protected Data | Protected Data | Protected Data | Commercial | Solar* Rewards | 2018 |  | n/a
Xcel Energy | 85 | 13781 | IOU | 3129694 | 40 | Solar |  |  | Withdrawn | Golden Valley | Protected Data | Protected Data | Protected Data | Commercial | Solar* Rewards | 2018 |  | n/a
Xcel Energy | 85 | 13781 | IOU | 3129696 | 40 | Solar |  |  | Withdrawn | Brooklyn Center | Protected Data | Protected Data | Protected Data | Commercial | Solar* Rewards | 2018 |  | n/a
Xcel Energy | 85 | 13781 | IOU | 3129698 | 20 | Solar |  |  | Withdrawn | Minneapolis | Protected Data | Protected Data | Protected Data | Commercial | Solar* Rewards | 2018 |  | n/a
Xcel Energy | 85 | 13781 | IOU | 3129714 | 40 | Solar |  |  | Withdrawn | Vadnais Heights | Protected Data | Protected Data | Protected Data | Commercial | Solar* Rewards | 2018 |  | n/a
Xcel Energy | 85 | 13781 | IOU | 3129717 | 40 | Solar |  |  | Withdrawn | Bloomington | Protected Data | Protected Data | Protected Data | Commercial | Solar* Rewards | 2019 |  | n/a
Xcel Energy | 85 | 13781 | IOU | 3129742 | 34 | Solar |  |  | Withdrawn | Burnsville | Protected Data | Protected Data | Protected Data | Commercial | Solar* Rewards | 2019 |  | n/a
Xcel Energy | 85 | 13781 | IOU | 3129746 | 7 | Solar |  |  | Withdrawn | Saint Paul | Protected Data | Protected Data | Protected Data | Residential | Solar* Rewards | 2016 |  | n/a
Xcel Energy | 85 | 13781 | IOU | 3129747 | 15 | Solar |  |  | Withdrawn | Dellwood | Protected Data | Protected Data | Protected Data | Residential | Solar* Rewards | 2016 |  | n/a
Xcel Energy | 85 | 13781 | IOU | 3129748 | 20 | Solar |  |  | Withdrawn | Big Lake | Protected Data | Protected Data | Protected Data | Residential | Solar* Rewards | 2016 |  | n/a
Xcel Energy | 85 | 13781 | IOU | 3129749 | 3 | Solar |  |  | Withdrawn | Minneapolis | Protected Data | Protected Data | Protected Data | Residential | Solar* Rewards | 2016 |  | n/a
Xcel Energy | 85 | 13781 | IOU | 3129750 | 4 | Solar |  |  | Withdrawn | Faribault | Protected Data | Protected Data | Protected Data | Residential | Solar* Rewards | 2016 |  | n/a
Xcel Energy | 85 | 13781 | IOU | 3129755 | 9 | Solar |  |  | Withdrawn | Golden Valley | Protected Data | Protected Data | Protected Data | Residential | n/a | 2014 |  | n/a
Xcel Energy | 85 | 13781 | IOU | 3129756 | 9 | Solar |  |  | Withdrawn | Minneapolis | Protected Data | Protected Data | Protected Data | Residential | n/a | 2014 |  | n/a
Xcel Energy | 85 | 13781 | IOU | 3129763 | 2 | Solar |  |  | Withdrawn | Edina | Protected Data | Protected Data | Protected Data | Commercial | n/a | 2014 |  | n/a
Xcel Energy | 85 | 13781 | IOU | 3129779 | 220 | Solar |  |  | Withdrawn | Bloomington | Protected Data | Protected Data | Protected Data | Commercial | n/a | 2015 |  | n/a
Xcel Energy | 85 | 13781 | IOU | 3129805 | 4 | Solar |  |  | Withdrawn | North Oaks | Protected Data | Protected Data | Protected Data | Residential | Solar* Rewards | 2016 |  | n/a
Xcel Energy | 85 | 13781 | IOU | 3129824 | 5 | Solar |  |  | Withdrawn | Mounds View | Protected Data | Protected Data | Protected Data | Residential | Solar* Rewards | 2018 |  | n/a
Xcel Energy | 85 | 13781 | IOU | 3129825 | 6 | Solar |  |  | Withdrawn | Minneapolis | Protected Data | Protected Data | Protected Data | Residential | Solar* Rewards | 2018 |  | n/a
Xcel Energy | 85 | 13781 | IOU | 3129826 | 15 | Solar |  |  | Withdrawn | Saint Peter | Protected Data | Protected Data | Protected Data | Residential | Solar* Rewards | 2018 |  | n/a
Xcel Energy | 85 | 13781 | IOU | 3129831 | 13 | Solar |  |  | Withdrawn | Brooklyn Park | Protected Data | Protected Data | Protected Data | Residential | Solar* Rewards | 2018 |  | n/a
Xcel Energy | 85 | 13781 | IOU | 3129832 | 5 | Solar |  |  | Withdrawn | Lino Lakes | Protected Data | Protected Data | Protected Data | Residential | Solar* Rewards | 2018 |  | n/a
Xcel Energy | 85 | 13781 | IOU | 3129834 | 7 | Solar |  |  | Withdrawn | Minneapolis | Protected Data | Protected Data | Protected Data | Residential | Solar* Rewards | 2018 |  | n/a
Xcel Energy | 85 | 13781 | IOU | 3129835 | 17 | Solar |  |  | Withdrawn | Minnetonka | Protected Data | Protected Data | Protected Data | Residential | Solar* Rewards | 2018 |  | n/a
Xcel Energy | 85 | 13781 | IOU | 3129836 | 9 | Solar |  |  | Withdrawn | Richfield | Protected Data | Protected Data | Protected Data | Residential | Solar* Rewards | 2018 |  | n/a
Xcel Energy | 85 | 13781 | IOU | 3129837 | 2 | Solar |  |  | Withdrawn | Saint Paul | Protected Data | Protected Data | Protected Data | Residential | Solar* Rewards | 2018 |  | n/a
Xcel Energy | 85 | 13781 | IOU | 3129838 | 20 | Solar |  |  | Withdrawn | Saint Cloud | Protected Data | Protected Data | Protected Data | Commercial | Solar* Rewards | 2018 |  | n/a
Xcel Energy | 85 | 13781 | IOU | 3129852 | 6 | Solar |  |  | Withdrawn | Saint Paul | Protected Data | Protected Data | Protected Data | Residential | Solar* Rewards | 2018 |  | n/a
Xcel Energy | 85 | 13781 | IOU | 3129861 | 5 | Solar |  |  | Withdrawn | Minneapolis | Protected Data | Protected Data | Protected Data | Residential | Solar* Rewards | 2018 |  | n/a
Xcel Energy | 85 | 13781 | IOU | 3129868 | 11 | Solar |  |  | Withdrawn | Brooklyn Park | Protected Data | Protected Data | Protected Data | Residential | Solar* Rewards | 2018 |  | n/a
Xcel Energy | 85 | 13781 | IOU | 3129869 | 15 | Solar |  |  | Withdrawn | Tracy | Protected Data | Protected Data | Protected Data | Residential | Solar* Rewards | 2018 |  | n/a
Xcel Energy | 85 | 13781 | IOU | 3129880 | 10 | Solar |  |  | Withdrawn | Plymouth | Protected Data | Protected Data | Protected Data | Residential | Solar* Rewards | 2018 |  | n/a
Xcel Energy | 85 | 13781 | IOU | 3129888 | 39 | Solar |  |  | Withdrawn | Prior Lake | Protected Data | Protected Data | Protected Data | Commercial | Solar* Rewards | 2018 |  | n/a
Xcel Energy | 85 | 13781 | IOU | 3129895 | 8 | Solar |  |  | Withdrawn | Saint Paul | Protected Data | Protected Data | Protected Data | Residential | Solar* Rewards | 2018 |  | n/a
Xcel Energy | 85 | 13781 | IOU | 3129899 | 4 | Solar |  |  | Withdrawn | Minneapolis | Protected Data | Protected Data | Protected Data | Residential | Solar* Rewards | 2018 |  | n/a
Xcel Energy | 85 | 13781 | IOU | 3129900 | 19 | Solar |  |  | Withdrawn | Lake Elmo | Protected Data | Protected Data | Protected Data | Residential | Solar* Rewards | 2018 |  | n/a
Xcel Energy | 85 | 13781 | IOU | 3129902 | 37 | Solar |  |  | Withdrawn | Saint Cloud | Protected Data | Protected Data | Protected Data | Commercial | Solar* Rewards | 2018 |  | n/a
Xcel Energy | 85 | 13781 | IOU | 3129903 | 33 | Solar |  |  | Withdrawn | Saint Cloud | Protected Data | Protected Data | Protected Data | Commercial | Solar* Rewards | 2018 |  | n/a
Xcel Energy | 85 | 13781 | IOU | 3129913 | 40 | Solar |  |  | Withdrawn | Minneapolis | Protected Data | Protected Data | Protected Data | Commercial | Solar* Rewards | 2018 |  | n/a
Xcel Energy | 85 | 13781 | IOU | 3129914 | 7 | Solar |  |  | Withdrawn | Richfield | Protected Data | Protected Data | Protected Data | Residential | Solar* Rewards | 2018 |  | n/a
Xcel Energy | 85 | 13781 | IOU | 3129919 | 8 | Solar |  |  | Withdrawn | New Prague | Protected Data | Protected Data | Protected Data | Residential | Solar* Rewards | 2018 |  | n/a
Xcel Energy | 85 | 13781 | IOU | 3129920 | 23 | Solar |  |  | Withdrawn | New Prague | Protected Data | Protected Data | Protected Data | Residential | Solar* Rewards | 2018 |  | n/a
Xcel Energy | 85 | 13781 | IOU | 3129928 | 15 | Solar |  |  | Withdrawn | Sauk Rapids | Protected Data | Protected Data | Protected Data | Commercial | Solar* Rewards | 2018 |  | n/a
Xcel Energy | 85 | 13781 | IOU | 3129942 | 4 | Solar |  |  | Withdrawn | Marine On Saint Croix | Protected Data | Protected Data | Protected Data | Residential | Solar* Rewards | 2018 |  | n/a
Xcel Energy | 85 | 13781 | IOU | 3129959 | 10 | Solar |  |  | Withdrawn | Nerstrand | Protected Data | Protected Data | Protected Data | Residential | Solar* Rewards | 2018 |  | n/a
Xcel Energy | 85 | 13781 | IOU | 3129960 | 14 | Solar |  |  | Withdrawn | Bloomington | Protected Data | Protected Data | Protected Data | Residential | Solar* Rewards | 2018 |  | n/a
Xcel Energy | 85 | 13781 | IOU | 3129968 | 39 | Solar |  |  | Withdrawn | Columbia Heights | Protected Data | Protected Data | Protected Data | Commercial | Solar* Rewards | 2018 |  | n/a
Xcel Energy | 85 | 13781 | IOU | 3129971 | 8 | Solar |  | X | Withdrawn | Lake Elmo | Protected Data | Protected Data | Protected Data | Residential | Solar* Rewards | 2018 |  | n/a
Xcel Energy | 85 | 13781 | IOU | 3129973 | 40 | Solar |  |  | Withdrawn | Long Lake | Protected Data | Protected Data | Protected Data | Commercial | Solar* Rewards | 2018 |  | n/a
Xcel Energy | 85 | 13781 | IOU | 3129982 | 12 | Solar |  |  | Withdrawn | Lake Elmo | Protected Data | Protected Data | Protected Data | Residential | Solar* Rewards | 2018 |  | n/a
Xcel Energy | 85 | 13781 | IOU | 3129992 | 4 | Solar |  |  | Withdrawn | Saint Paul | Protected Data | Protected Data | Protected Data | Residential | Solar* Rewards | 2018 |  | n/a
Xcel Energy | 85 | 13781 | IOU | 3129993 | 16 | Solar |  |  | Withdrawn | New Prague | Protected Data | Protected Data | Protected Data | Residential | Solar* Rewards | 2018 |  | n/a
Xcel Energy | 85 | 13781 | IOU | 3130002 | 39 | Solar |  |  | Withdrawn | Minneapolis | Protected Data | Protected Data | Protected Data | Commercial | Solar* Rewards | 2018 |  | n/a
Xcel Energy | 85 | 13781 | IOU | 3130011 | 10 | Solar |  |  | Withdrawn | Saint Joseph | Protected Data | Protected Data | Protected Data | Residential | Solar* Rewards | 2018 |  | n/a
Xcel Energy | 85 | 13781 | IOU | 3130033 | 39 | Solar |  |  | Withdrawn | Golden Valley | Protected Data | Protected Data | Protected Data | Commercial | Solar* Rewards | 2018 |  | n/a
Xcel Energy | 85 | 13781 | IOU | 3130037 | 15 | Solar |  |  | Withdrawn | Tracy | Protected Data | Protected Data | Protected Data | Residential | Solar* Rewards | 2018 |  | n/a
Xcel Energy | 85 | 13781 | IOU | 3130051 | 9 | Solar |  |  | Withdrawn | Bloomington | Protected Data | Protected Data | Protected Data | Residential | Solar* Rewards | 2018 |  | n/a
Xcel Energy | 85 | 13781 | IOU | 3130072 | 8 | Solar |  |  | Withdrawn | Saint Paul | Protected Data | Protected Data | Protected Data | Residential | Solar* Rewards | 2018 |  | n/a
Xcel Energy | 85 | 13781 | IOU | 3130077 | 10 | Solar |  |  | Withdrawn | Dundas | Protected Data | Protected Data | Protected Data | Residential | Solar* Rewards | 2018 |  | n/a
Xcel Energy | 85 | 13781 | IOU | 3130086 | 20 | Solar |  |  | Withdrawn | Mendota Heights | Protected Data | Protected Data | Protected Data | Commercial | Solar* Rewards | 2018 |  | n/a
Xcel Energy | 85 | 13781 | IOU | 3130097 | 3 | Solar |  |  | Withdrawn | Minneapolis | Protected Data | Protected Data | Protected Data | Residential | Solar* Rewards | 2018 |  | n/a
Xcel Energy | 85 | 13781 | IOU | 3130098 | 5 | Solar |  |  | Withdrawn | Minneapolis | Protected Data | Protected Data | Protected Data | Residential | Solar* Rewards | 2018 |  | n/a
Xcel Energy | 85 | 13781 | IOU | 3130124 | 6 | Solar |  |  | Withdrawn | Minneapolis | Protected Data | Protected Data | Protected Data | Residential | Solar* Rewards | 2018 |  | n/a
Xcel Energy | 85 | 13781 | IOU | 3130133 | 8 | Solar |  |  | Withdrawn | Mendota Heights | Protected Data | Protected Data | Protected Data | Residential | Solar* Rewards | 2018 |  | n/a
Xcel Energy | 85 | 13781 | IOU | 3130136 | 14 | Solar |  |  | Withdrawn | Saint Paul | Protected Data | Protected Data | Protected Data | Commercial | Solar* Rewards | 2018 |  | n/a
Xcel Energy | 85 | 13781 | IOU | 3130140 | 40 | Solar |  |  | Withdrawn | Minneapolis | Protected Data | Protected Data | Protected Data | Commercial | Solar* Rewards | 2018 |  | n/a
Xcel Energy | 85 | 13781 | IOU | 3130166 | 10 | Solar |  |  | Withdrawn | Saint Paul | Protected Data | Protected Data | Protected Data | Residential | Solar* Rewards | 2019 |  | n/a
Xcel Energy | 85 | 13781 | IOU | 3130175 | 10 | Solar |  |  | Withdrawn | Minneapolis | Protected Data | Protected Data | Protected Data | Residential | Solar* Rewards | 2019 |  | n/a
Xcel Energy | 85 | 13781 | IOU | 3130189 | 9 | Solar |  |  | Withdrawn | Brooklyn Park | Protected Data | Protected Data | Protected Data | Residential | Solar* Rewards | 2019 |  | n/a
Xcel Energy | 85 | 13781 | IOU | 3130203 | 6 | Solar |  |  | Withdrawn | Saint Paul | Protected Data | Protected Data | Protected Data | Residential | Solar* Rewards | 2019 |  | n/a
Xcel Energy | 85 | 13781 | IOU | 3130295 | 9 | Solar |  |  | Withdrawn | Saint Paul | Protected Data | Protected Data | Protected Data | Residential | Solar* Rewards | 2019 |  | n/a
Xcel Energy | 85 | 13781 | IOU | 3130317 | 6 | Solar |  |  | Withdrawn | Burnsville | Protected Data | Protected Data | Protected Data | Residential | Solar* Rewards | 2019 |  | n/a
Xcel Energy | 85 | 13781 | IOU | 3130320 | 3 | Solar |  |  | Withdrawn | Minneapolis | Protected Data | Protected Data | Protected Data | Residential | Solar* Rewards | 2019 |  | n/a
Xcel Energy | 85 | 13781 | IOU | 3130334 | 40 | Solar |  |  | Withdrawn | Bloomington | Protected Data | Protected Data | Protected Data | Commercial | Solar* Rewards | 2019 |  | n/a
Xcel Energy | 85 | 13781 | IOU | 3130347 | 7 | Solar |  |  | Withdrawn | Stillwater | Protected Data | Protected Data | Protected Data | Residential | Solar* Rewards | 2019 |  | n/a
Xcel Energy | 85 | 13781 | IOU | 3130354 | 20 | Solar |  |  | Withdrawn | Minneapolis | Protected Data | Protected Data | Protected Data | Commercial | Solar* Rewards | 2016 |  | n/a
Xcel Energy | 85 | 13781 | IOU | 3130355 | 4 | Solar |  |  | Withdrawn | Minneapolis | Protected Data | Protected Data | Protected Data | Residential | Solar* Rewards | 2016 |  | n/a
Xcel Energy | 85 | 13781 | IOU | 3130356 | 5 | Solar |  |  | Withdrawn | Belle Plaine | Protected Data | Protected Data | Protected Data | Residential | Solar* Rewards | 2016 |  | n/a
Xcel Energy | 85 | 13781 | IOU | 3130357 | 4 | Solar |  |  | Withdrawn | Minneapolis | Protected Data | Protected Data | Protected Data | Residential | Solar* Rewards | 2016 |  | n/a
Xcel Energy | 85 | 13781 | IOU | 3130358 | 5 | Solar |  |  | Withdrawn | Minneapolis | Protected Data | Protected Data | Protected Data | Residential | Solar* Rewards | 2016 |  | n/a
Xcel Energy | 85 | 13781 | IOU | 3130417 | 9 | Solar |  |  | Withdrawn | Shoreview | Protected Data | Protected Data | Protected Data | Residential | Solar* Rewards | 2018 |  | n/a
Xcel Energy | 85 | 13781 | IOU | 3130425 | 40 | Solar |  |  | Withdrawn | Richfield | Protected Data | Protected Data | Protected Data | Commercial | Solar* Rewards | 2018 |  | n/a
Xcel Energy | 85 | 13781 | IOU | 3130429 | 5 | Solar |  |  | Withdrawn | Minneapolis | Protected Data | Protected Data | Protected Data | Residential | Solar* Rewards | 2018 |  | n/a
Xcel Energy | 85 | 13781 | IOU | 3130431 | 3 | Solar |  |  | Withdrawn | Minneapolis | Protected Data | Protected Data | Protected Data | Residential | Solar* Rewards | 2018 |  | n/a
Xcel Energy | 85 | 13781 | IOU | 3130434 | 5 | Solar |  |  | Withdrawn | Vadnais Heights | Protected Data | Protected Data | Protected Data | Residential | Solar* Rewards | 2018 |  | n/a
Xcel Energy | 85 | 13781 | IOU | 3130454 | 5 | Solar |  |  | Withdrawn | Minneapolis | Protected Data | Protected Data | Protected Data | Residential | Solar* Rewards | 2018 |  | n/a
Xcel Energy | 85 | 13781 | IOU | 3130463 | 5 | Solar |  |  | Withdrawn | Minneapolis | Protected Data | Protected Data | Protected Data | Residential | Solar* Rewards | 2018 |  | n/a
Xcel Energy | 85 | 13781 | IOU | 3130465 | 9 | Solar |  |  | Withdrawn | West Saint Paul | Protected Data | Protected Data | Protected Data | Residential | Solar* Rewards | 2018 |  | n/a
Xcel Energy | 85 | 13781 | IOU | 3130467 | 8 | Solar |  |  | Withdrawn | Minneapolis | Protected Data | Protected Data | Protected Data | Residential | Solar* Rewards | 2018 |  | n/a
Xcel Energy | 85 | 13781 | IOU | 3135158 | 0 | Solar |  |  | Withdrawn | La Crescent | Protected Data | Protected Data | Protected Data | Commercial | Made In MN | 2016 |  | n/a
Xcel Energy | 85 | 13781 | IOU | 3135159 | 11 | Solar |  |  | Withdrawn | North Branch | Protected Data | Protected Data | Protected Data | Residential | Solar* Rewards | 2016 |  | n/a
Xcel Energy | 85 | 13781 | IOU | 3135160 | 9 | Solar |  |  | Withdrawn | Minneapolis | Protected Data | Protected Data | Protected Data | Commercial | Solar* Rewards | 2016 |  | n/a
Xcel Energy | 85 | 13781 | IOU | 3135161 | 9 | Solar |  |  | Withdrawn | Burnsville | Protected Data | Protected Data | Protected Data | Residential | Solar* Rewards | 2016 |  | n/a
Xcel Energy | 85 | 13781 | IOU | 3135162 | 0 | Solar |  |  | Withdrawn | Northfield | Protected Data | Protected Data | Protected Data | Residential | Solar* Rewards | 2016 |  | n/a
Xcel Energy | 85 | 13781 | IOU | 3135163 | 6 | Solar |  |  | Withdrawn | Minneapolis | Protected Data | Protected Data | Protected Data | Residential | Solar* Rewards | 2016 |  | n/a
Xcel Energy | 85 | 13781 | IOU | 3135164 | 3 | Solar |  |  | Withdrawn | West Saint Paul | Protected Data | Protected Data | Protected Data | Commercial | Solar* Rewards | 2016 |  | n/a
Xcel Energy | 85 | 13781 | IOU | 3135165 | 9 | Solar |  |  | Withdrawn | Woodbury | Protected Data | Protected Data | Protected Data | Residential | Solar* Rewards | 2016 |  | n/a
Xcel Energy | 85 | 13781 | IOU | 3135166 | 10 | Solar |  |  | Withdrawn | Bloomington | Protected Data | Protected Data | Protected Data | Residential | Solar* Rewards | 2016 |  | n/a
Xcel Energy | 85 | 13781 | IOU | 3135167 | 6 | Solar |  |  | Withdrawn | Eagan | Protected Data | Protected Data | Protected Data | Residential | Solar* Rewards | 2016 |  | n/a
Xcel Energy | 85 | 13781 | IOU | 3135168 | 7 | Solar |  |  | Withdrawn | Minneapolis | Protected Data | Protected Data | Protected Data | Residential | Solar* Rewards | 2016 |  | n/a
Xcel Energy | 85 | 13781 | IOU | 3135169 | 7 | Solar |  |  | Withdrawn | Woodbury | Protected Data | Protected Data | Protected Data | Residential | Solar* Rewards | 2016 |  | n/a
Xcel Energy | 85 | 13781 | IOU | 3135170 | 1 | Solar |  |  | Withdrawn | Minneapolis | Protected Data | Protected Data | Protected Data | Residential | Solar* Rewards | 2016 |  | n/a
Xcel Energy | 85 | 13781 | IOU | 3135171 | 20 | Solar |  |  | Withdrawn | Rosemount | Protected Data | Protected Data | Protected Data | Commercial | Solar* Rewards | 2016 |  | n/a
Xcel Energy | 85 | 13781 | IOU | 3135172 | 8 | Solar |  |  | Withdrawn | North Branch | Protected Data | Protected Data | Protected Data | Residential | Solar* Rewards | 2016 |  | n/a
Xcel Energy | 85 | 13781 | IOU | 3135173 | 7 | Solar |  |  | Withdrawn | Excelsior | Protected Data | Protected Data | Protected Data | Residential | Solar* Rewards | 2016 |  | n/a
Xcel Energy | 85 | 13781 | IOU | 3135174 | 42 | Solar |  |  | Withdrawn | Bloomington | Protected Data | Protected Data | Protected Data | Residential | n/a | 2016 |  | n/a
Xcel Energy | 85 | 13781 | IOU | 3135175 | 27 | Solar |  |  | Withdrawn | Princeton | Protected Data | Protected Data | Protected Data | Commercial | n/a | 2016 |  | n/a
Xcel Energy | 85 | 13781 | IOU | 3135176 | 0 | Solar |  |  | Withdrawn | Princeton | Protected Data | Protected Data | Protected Data | Commercial | n/a | 2016 |  | n/a
Xcel Energy | 85 | 13781 | IOU | 3135177 | 42 | Solar |  |  | Withdrawn | Princeton | Protected Data | Protected Data | Protected Data | Commercial | n/a | 2016 |  | n/a
Xcel Energy | 85 | 13781 | IOU | 3135178 | 5 | Solar |  |  | Withdrawn | Princeton | Protected Data | Protected Data | Protected Data | Commercial | n/a | 2016 |  | n/a
Xcel Energy | 85 | 13781 | IOU | 3135179 | 40 | Solar |  |  | Withdrawn | Woodbury | Protected Data | Protected Data | Protected Data | Commercial | Made In MN | 2016 |  | n/a
Xcel Energy | 85 | 13781 | IOU | 3135180 | 4 | Solar |  |  | Withdrawn | West Saint Paul | Protected Data | Protected Data | Protected Data | Residential | Solar* Rewards | 2016 |  | n/a
Xcel Energy | 85 | 13781 | IOU | 3135181 | 3 | Solar |  |  | Withdrawn | Minneapolis | Protected Data | Protected Data | Protected Data | Residential | Solar* Rewards | 2016 |  | n/a
Xcel Energy | 85 | 13781 | IOU | 3135182 | 0 | Solar |  |  | Withdrawn | Ruthton | Protected Data | Protected Data | Protected Data | Residential | n/a | 2016 |  | n/a
Xcel Energy | 85 | 13781 | IOU | 3135183 | 0 | Solar |  |  | Withdrawn | La Crescent | Protected Data | Protected Data | Protected Data | Residential | Solar* Rewards | 2016 |  | n/a
Xcel Energy | 85 | 13781 | IOU | 3135184 | 0 | Solar |  |  | Withdrawn | La Crescent | Protected Data | Protected Data | Protected Data | Residential | Solar* Rewards | 2016 |  | n/a
Xcel Energy | 85 | 13781 | IOU | 3135185 | 20 | Solar |  |  | Withdrawn | Mankato | Protected Data | Protected Data | Protected Data | Residential | Solar* Rewards | 2016 |  | n/a
Xcel Energy | 85 | 13781 | IOU | 3135186 | 25 | Solar |  |  | Withdrawn | Waconia | Protected Data | Protected Data | Protected Data | Commercial | Made In MN | 2016 |  | n/a
Xcel Energy | 85 | 13781 | IOU | 3135189 | 6 | Solar |  |  | Withdrawn | Chanhassen | Protected Data | Protected Data | Protected Data | Residential | Made In MN | 2016 |  | n/a
Xcel Energy | 85 | 13781 | IOU | 3135190 | 0 | Solar |  |  | Withdrawn | Glenwood | Protected Data | Protected Data | Protected Data | Commercial | n/a | 2016 |  | n/a
Xcel Energy | 85 | 13781 | IOU | 3135191 | 4 | Solar |  |  | Withdrawn | Minneapolis | Protected Data | Protected Data | Protected Data | Residential | Solar* Rewards | 2016 |  | n/a
Xcel Energy | 85 | 13781 | IOU | 3135192 | 3 | Solar |  |  | Withdrawn | Scandia | Protected Data | Protected Data | Protected Data | Residential | Solar* Rewards | 2016 |  | n/a
Xcel Energy | 85 | 13781 | IOU | 3135193 | 6 | Solar |  |  | Withdrawn | Woodbury | Protected Data | Protected Data | Protected Data | Residential | Made In MN | 2016 |  | n/a
Xcel Energy | 85 | 13781 | IOU | 3135194 | 7 | Solar |  |  | Withdrawn | Greenwood | Protected Data | Protected Data | Protected Data | Residential | Solar* Rewards | 2016 |  | n/a
Xcel Energy | 85 | 13781 | IOU | 3135195 | 3 | Solar |  |  | Withdrawn | Saint Paul | Protected Data | Protected Data | Protected Data | Residential | Solar* Rewards | 2016 |  | n/a
Xcel Energy | 85 | 13781 | IOU | 3135196 | 19 | Solar |  |  | Withdrawn | Mantorville | Protected Data | Protected Data | Protected Data | Residential | Solar* Rewards | 2016 |  | n/a
Xcel Energy | 85 | 13781 | IOU | 3135197 | 7 | Solar |  |  | Withdrawn | Greenwood | Protected Data | Protected Data | Protected Data | Residential | n/a | 2016 |  | n/a
Xcel Energy | 85 | 13781 | IOU | 3135198 | 20 | Solar |  |  | Withdrawn | Monticello | Protected Data | Protected Data | Protected Data | Commercial | Solar* Rewards | 2016 |  | n/a
Xcel Energy | 85 | 13781 | IOU | 3135199 | 5 | Solar |  |  | Withdrawn | Minneapolis | Protected Data | Protected Data | Protected Data | Residential | Solar* Rewards | 2016 |  | n/a
Xcel Energy | 85 | 13781 | IOU | 3135200 | 0 | Solar |  |  | Withdrawn | Clear Lake | Protected Data | Protected Data | Protected Data | Residential | Solar* Rewards | 2016 |  | n/a
Xcel Energy | 85 | 13781 | IOU | 3135201 | 5 | Solar |  |  | Withdrawn | Hugo | Protected Data | Protected Data | Protected Data | Residential | Solar* Rewards | 2016 |  | n/a
Xcel Energy | 85 | 13781 | IOU | 3135202 | 8 | Solar |  |  | Withdrawn | Minneapolis | Protected Data | Protected Data | Protected Data | Residential | Solar* Rewards | 2016 |  | n/a
Xcel Energy | 85 | 13781 | IOU | 3135203 | 10 | Solar |  |  | Withdrawn | Saint Paul | Protected Data | Protected Data | Protected Data | Commercial | n/a | 2003 |  | n/a
Xcel Energy | 85 | 13781 | IOU | 3135209 | 35 | Solar |  |  | Withdrawn | Hugo | Protected Data | Protected Data | Protected Data | Residential | n/a | 2004 |  | n/a
Xcel Energy | 85 | 13781 | IOU | 3135210 | 18 | Wind |  |  | Withdrawn | Stillwater | Protected Data | Protected Data | Protected Data | Residential | n/a | 2004 |  | n/a
Xcel Energy | 85 | 13781 | IOU | 3135213 | 2 | Solar |  |  | Withdrawn | Minneapolis | Protected Data | Protected Data | Protected Data | Residential | n/a | 2005 |  | n/a
Xcel Energy | 85 | 13781 | IOU | 3135215 | 2 | Solar |  |  | Withdrawn | Saint Paul | Protected Data | Protected Data | Protected Data | Residential | n/a | 2005 |  | n/a
Xcel Energy | 85 | 13781 | IOU | 3135217 | 2 | Solar |  |  | Withdrawn | New Brighton | Protected Data | Protected Data | Protected Data | Residential | n/a | 2006 |  | n/a
Xcel Energy | 85 | 13781 | IOU | 3135219 | 1 | Solar |  |  | Withdrawn | Minneapolis | Protected Data | Protected Data | Protected Data | Residential | n/a | 2007 |  | n/a
Xcel Energy | 85 | 13781 | IOU | 3135220 | 6 | Solar |  |  | Withdrawn | North Oaks | Protected Data | Protected Data | Protected Data | Residential | n/a | 2007 |  | n/a
Xcel Energy | 85 | 13781 | IOU | 3135225 | 6 | Solar |  |  | Withdrawn | Saint Michael | Protected Data | Protected Data | Protected Data | Residential | n/a | 2007 |  | n/a
Xcel Energy | 85 | 13781 | IOU | 3135228 | 13 | Solar |  |  | Withdrawn | Oak Center | Protected Data | Protected Data | Protected Data | Residential | n/a | 2007 |  | n/a
Xcel Energy | 85 | 13781 | IOU | 3135229 | 1 | Solar |  |  | Withdrawn | Edina | Protected Data | Protected Data | Protected Data | Residential | n/a | 2008 |  | n/a
Xcel Energy | 85 | 13781 | IOU | 3135231 | 20 | Solar |  |  | Withdrawn | Saint Cloud | Protected Data | Protected Data | Protected Data | Residential | n/a | 2008 |  | n/a
Xcel Energy | 85 | 13781 | IOU | 3135233 | 3 | Solar |  |  | Withdrawn | Minneapolis | Protected Data | Protected Data | Protected Data | Residential | n/a | 2008 |  | n/a
Xcel Energy | 85 | 13781 | IOU | 3135234 | 3 | Solar |  |  | Withdrawn | Minneapolis | Protected Data | Protected Data | Protected Data | Residential | n/a | 2008 |  | n/a
Xcel Energy | 85 | 13781 | IOU | 3135235 | 1 | Solar |  |  | Withdrawn | Minneapolis | Protected Data | Protected Data | Protected Data | Residential | n/a | 2008 |  | n/a
Xcel Energy | 85 | 13781 | IOU | 3135236 | 40 | Solar |  |  | Withdrawn | Waconia | Protected Data | Protected Data | Protected Data | Residential | n/a | 2009 |  | n/a
Xcel Energy | 85 | 13781 | IOU | 3135239 | 1 | Solar |  |  | Withdrawn | Saint Paul | Protected Data | Protected Data | Protected Data | Residential | n/a | 2009 |  | n/a
Xcel Energy | 85 | 13781 | IOU | 3135241 | 30 | Solar |  |  | Withdrawn | Waterville | Protected Data | Protected Data | Protected Data | Residential | n/a | 2007 |  | n/a
Xcel Energy | 85 | 13781 | IOU | 3135242 | 40 | Solar |  |  | Withdrawn | Slayton | Protected Data | Protected Data | Protected Data | Residential | n/a | 2009 |  | n/a
Xcel Energy | 85 | 13781 | IOU | 3135247 | 20 | Solar |  |  | Withdrawn | Albany | Protected Data | Protected Data | Protected Data | Residential | n/a | 2009 |  | n/a
Xcel Energy | 85 | 13781 | IOU | 3135248 | 2 | Solar |  |  | Withdrawn | Minneapolis | Protected Data | Protected Data | Protected Data | Residential | n/a | 2009 |  | n/a
Xcel Energy | 85 | 13781 | IOU | 3135249 | 2 | Solar |  |  | Withdrawn | Lakeville | Protected Data | Protected Data | Protected Data | Residential | n/a | 2009 |  | n/a
Xcel Energy | 85 | 13781 | IOU | 3135250 | 2 | Solar |  |  | Withdrawn | Minneapolis | Protected Data | Protected Data | Protected Data | Residential | n/a | 2009 |  | n/a
Xcel Energy | 85 | 13781 | IOU | 3135251 | 20 | Solar |  |  | Withdrawn | Saint Cloud | Protected Data | Protected Data | Protected Data | Residential | n/a | 2009 |  | n/a
Xcel Energy | 85 | 13781 | IOU | 3135254 | 10 | Solar |  |  | Withdrawn | Cottage Grove | Protected Data | Protected Data | Protected Data | Residential | n/a | 2010 |  | n/a
Xcel Energy | 85 | 13781 | IOU | 3135255 | 1 | Solar |  |  | Withdrawn | Woodbury | Protected Data | Protected Data | Protected Data | Residential | n/a | 2010 |  | n/a
Xcel Energy | 85 | 13781 | IOU | 3135256 | 39 | Solar |  |  | Withdrawn | Courtland | Protected Data | Protected Data | Protected Data | Residential | n/a | 2010 |  | n/a
Xcel Energy | 85 | 13781 | IOU | 3135257 | 4 | Solar |  |  | Withdrawn | Stillwater | Protected Data | Protected Data | Protected Data | Residential | n/a | 2010 |  | n/a
Xcel Energy | 85 | 13781 | IOU | 3135258 | 40 | Solar |  |  | Withdrawn | Courtland | Protected Data | Protected Data | Protected Data | Residential | n/a | 2010 |  | n/a
Xcel Energy | 85 | 13781 | IOU | 3135261 | 4 | Solar |  |  | Withdrawn | Mendota Heights | Protected Data | Protected Data | Protected Data | Commercial | n/a | 2010 |  | n/a
Xcel Energy | 85 | 13781 | IOU | 3135263 | 10 | Solar |  |  | Withdrawn | Saint Paul | Protected Data | Protected Data | Protected Data | Residential | n/a | 2011 |  | n/a
Xcel Energy | 85 | 13781 | IOU | 3135264 | 40 | Solar |  |  | Withdrawn | Pipestone | Protected Data | Protected Data | Protected Data | Residential | n/a | 2012 |  | n/a
Xcel Energy | 85 | 13781 | IOU | 3135265 | 40 | Solar |  |  | Withdrawn | Mantorville | Protected Data | Protected Data | Protected Data | Residential | n/a | 2011 |  | n/a
Xcel Energy | 85 | 13781 | IOU | 3135266 | 40 | Solar |  |  | Withdrawn | Buffalo Lake | Protected Data | Protected Data | Protected Data | Residential | n/a | 2011 |  | n/a
Xcel Energy | 85 | 13781 | IOU | 3135267 | 90 | Solar |  |  | Withdrawn | Arden Hills | Protected Data | Protected Data | Protected Data | Commercial | n/a | 2011 |  | n/a
Xcel Energy | 85 | 13781 | IOU | 3135270 | 1 | Solar |  |  | Withdrawn | Centerville | Protected Data | Protected Data | Protected Data | Residential | n/a | 2012 |  | n/a
Xcel Energy | 85 | 13781 | IOU | 3135271 | 20 | Solar |  |  | Withdrawn | Cottage Grove | Protected Data | Protected Data | Protected Data | Commercial | n/a | 2012 |  | n/a
Xcel Energy | 85 | 13781 | IOU | 3135272 | 2 | Solar |  |  | Withdrawn | Maplewood | Protected Data | Protected Data | Protected Data | Commercial | n/a | 2012 |  | n/a
Xcel Energy | 85 | 13781 | IOU | 3135273 | 5 | Solar |  |  | Withdrawn | Saint Cloud | Protected Data | Protected Data | Protected Data | Commercial | n/a | 2012 |  | n/a
Xcel Energy | 85 | 13781 | IOU | 3135274 | 5 | Solar |  |  | Withdrawn | Saint Cloud | Protected Data | Protected Data | Protected Data | Commercial | n/a | 2012 |  | n/a
Xcel Energy | 85 | 13781 | IOU | 3135278 | 40 | Solar |  |  | Withdrawn | Cottonwood | Protected Data | Protected Data | Protected Data | Residential | n/a | 2012 |  | n/a
Xcel Energy | 85 | 13781 | IOU | 3135279 | 1 | Solar |  |  | Withdrawn | Brooklyn Park | Protected Data | Protected Data | Protected Data | Residential | n/a | 2012 |  | n/a
Xcel Energy | 85 | 13781 | IOU | 3135280 | 500 | Solar |  |  | Withdrawn | Saint Paul | Protected Data | Protected Data | Protected Data | Commercial | n/a | 2012 |  | n/a
Xcel Energy | 85 | 13781 | IOU | 3135281 | 24 | Solar |  |  | Withdrawn | Minneapolis | Protected Data | Protected Data | Protected Data | Commercial | n/a | 2013 |  | n/a
Xcel Energy | 85 | 13781 | IOU | 3135284 | 30 | Solar |  |  | Withdrawn | Wood Lake | Protected Data | Protected Data | Protected Data | Residential | n/a | 2015 |  | n/a
Xcel Energy | 85 | 13781 | IOU | 3135285 | 1 | Solar |  |  | Withdrawn | Cottage Grove | Protected Data | Protected Data | Protected Data | Residential | n/a | 2013 |  | n/a
Xcel Energy | 85 | 13781 | IOU | 3135286 | 1 | Solar |  |  | Withdrawn | Cottage Grove | Protected Data | Protected Data | Protected Data | Residential | n/a | 2013 |  | n/a
Xcel Energy | 85 | 13781 | IOU | 3135287 | 2 | Solar |  |  | Withdrawn | New Hope | Protected Data | Protected Data | Protected Data | Residential | n/a | 2013 |  | n/a
Xcel Energy | 85 | 13781 | IOU | 3135298 | 2 | Solar |  |  | Withdrawn | New Market | Protected Data | Protected Data | Protected Data | Residential | n/a | 2014 |  | n/a
Xcel Energy | 85 | 13781 | IOU | 3135303 | 10000 | Solar |  |  | Withdrawn | Cold Spring | Protected Data | Protected Data | Protected Data | Commercial | n/a | 2014 |  | n/a
Xcel Energy | 85 | 13781 | IOU | 3135330 | 12 | Solar |  |  | Withdrawn | Avon | Protected Data | Protected Data | Protected Data | Residential | n/a | 2015 |  | n/a
Xcel Energy | 85 | 13781 | IOU | 3135331 | 4 | Solar |  |  | Withdrawn | Saint Paul | Protected Data | Protected Data | Protected Data | Residential | n/a | 2014 |  | n/a
Xcel Energy | 85 | 13781 | IOU | 3135332 | 4 | Solar |  |  | Withdrawn | Saint Paul | Protected Data | Protected Data | Protected Data | Residential | n/a | 2014 |  | n/a
Xcel Energy | 85 | 13781 | IOU | 3135337 | 29 | Solar |  |  | Withdrawn | Pine Island | Protected Data | Protected Data | Protected Data | Residential | n/a | 2014 |  | n/a
Xcel Energy | 85 | 13781 | IOU | 3135338 | 78 | Solar |  |  | Withdrawn | Forest Lake | Protected Data | Protected Data | Protected Data | Commercial | n/a | 2015 |  | n/a
Xcel Energy | 85 | 13781 | IOU | 3135339 | 8 | Solar |  |  | Withdrawn | Forest Lake | Protected Data | Protected Data | Protected Data | Residential | n/a | 2015 |  | n/a
Xcel Energy | 85 | 13781 | IOU | 3135340 | 40 | Solar |  |  | Withdrawn | Courtland | Protected Data | Protected Data | Protected Data | Commercial | n/a | 2015 |  | n/a
Xcel Energy | 85 | 13781 | IOU | 3135341 | 25 | Solar |  |  | Withdrawn | Waltham | Protected Data | Protected Data | Protected Data | Residential | n/a | 2015 |  | n/a
Xcel Energy | 85 | 13781 | IOU | 3135342 | 302 | Solar |  |  | Withdrawn | Saint Paul | Protected Data | Protected Data | Protected Data | Commercial | n/a | 2016 |  | n/a
Xcel Energy | 85 | 13781 | IOU | 3135343 | 176 | Solar |  |  | Withdrawn | Saint Paul | Protected Data | Protected Data | Protected Data | Commercial | n/a | 2015 |  | n/a
Xcel Energy | 85 | 13781 | IOU | 3135344 | 8 | Solar |  |  | Withdrawn | Avon | Protected Data | Protected Data | Protected Data | Residential | n/a | 2016 |  | n/a
Xcel Energy | 85 | 13781 | IOU | 3135345 | 9 | Solar |  |  | Withdrawn | Minneapolis | Protected Data | Protected Data | Protected Data | Residential | Solar* Rewards | 2016 |  | n/a
Xcel Energy | 85 | 13781 | IOU | 3135346 | 6 | Solar |  |  | Withdrawn | Brooklyn Center | Protected Data | Protected Data | Protected Data | Residential | n/a | 2016 |  | n/a
Xcel Energy | 85 | 13781 | IOU | 3135348 | 10 | Solar |  |  | Withdrawn | Eden Prairie | Protected Data | Protected Data | Protected Data | Residential | Solar* Rewards | 2016 |  | n/a
Xcel Energy | 85 | 13781 | IOU | 3135349 | 4 | Solar |  |  | Withdrawn | Minneapolis | Protected Data | Protected Data | Protected Data | Residential | Solar* Rewards | 2016 |  | n/a
Xcel Energy | 85 | 13781 | IOU | 3135350 | 13 | Solar |  |  | Withdrawn | Monticello | Protected Data | Protected Data | Protected Data | Residential | Solar* Rewards | 2016 |  | n/a
Xcel Energy | 85 | 13781 | IOU | 3135351 | 10 | Solar |  |  | Withdrawn | Minneapolis | Protected Data | Protected Data | Protected Data | Commercial | Made In MN | 2016 |  | n/a
Xcel Energy | 85 | 13781 | IOU | 3135352 | 10 | Solar |  |  | Withdrawn | Minneapolis | Protected Data | Protected Data | Protected Data | Commercial | Made In MN | 2016 |  | n/a
Xcel Energy | 85 | 13781 | IOU | 3135353 | 9 | Solar |  |  | Withdrawn | Minneapolis | Protected Data | Protected Data | Protected Data | Residential | Solar* Rewards | 2016 |  | n/a
Xcel Energy | 85 | 13781 | IOU | 3135354 | 6 | Solar |  |  | Withdrawn | Minneapolis | Protected Data | Protected Data | Protected Data | Commercial | Solar* Rewards | 2016 |  | n/a
Xcel Energy | 85 | 13781 | IOU | 3135355 | 4 | Solar |  |  | Withdrawn | Minneapolis | Protected Data | Protected Data | Protected Data | Commercial | Solar* Rewards | 2016 |  | n/a
Xcel Energy | 85 | 13781 | IOU | 3135356 | 5 | Solar |  |  | Withdrawn | Stillwater | Protected Data | Protected Data | Protected Data | Residential | Solar* Rewards | 2016 |  | n/a
Xcel Energy | 85 | 13781 | IOU | 3135357 | 0 | Solar |  |  | Withdrawn | Bloomington | Protected Data | Protected Data | Protected Data | Residential | Solar* Rewards | 2016 |  | n/a
Xcel Energy | 85 | 13781 | IOU | 3135358 | 10 | Solar |  |  | Withdrawn | Woodbury | Protected Data | Protected Data | Protected Data | Residential | Solar* Rewards | 2016 |  | n/a
Xcel Energy | 85 | 13781 | IOU | 3135359 | 10 | Solar |  |  | Withdrawn | Minneapolis | Protected Data | Protected Data | Protected Data | Residential | Made In MN | 2016 |  | n/a
Xcel Energy | 85 | 13781 | IOU | 3135366 | 5 | Solar |  |  | Withdrawn | Lindstrom | Protected Data | Protected Data | Protected Data | Residential | Solar* Rewards | 2016 |  | n/a
Xcel Energy | 85 | 13781 | IOU | 3135367 | 5 | Solar |  |  | Withdrawn | Mendota Heights | Protected Data | Protected Data | Protected Data | Residential | Solar* Rewards | 2016 |  | n/a
Xcel Energy | 85 | 13781 | IOU | 3135368 | 11 | Solar |  |  | Withdrawn | Northfield | Protected Data | Protected Data | Protected Data | Residential | Solar* Rewards | 2016 |  | n/a
Xcel Energy | 85 | 13781 | IOU | 3135369 | 39 | Solar |  |  | Withdrawn | Minneapolis | Protected Data | Protected Data | Protected Data | Commercial | Made In MN | 2016 |  | n/a
Xcel Energy | 85 | 13781 | IOU | 3135370 | 39 | Solar |  |  | Withdrawn | Minneapolis | Protected Data | Protected Data | Protected Data | Commercial | Made In MN | 2016 |  | n/a
Xcel Energy | 85 | 13781 | IOU | 3135371 | 3 | Solar |  |  | Withdrawn | Saint Paul | Protected Data | Protected Data | Protected Data | Residential | Solar* Rewards | 2016 |  | n/a
Xcel Energy | 85 | 13781 | IOU | 3135372 | 6 | Solar |  |  | Withdrawn | Minneapolis | Protected Data | Protected Data | Protected Data | Residential | Solar* Rewards | 2016 |  | n/a
Xcel Energy | 85 | 13781 | IOU | 3135373 | 13 | Solar |  |  | Withdrawn | Hastings | Protected Data | Protected Data | Protected Data | Residential | Solar* Rewards | 2016 |  | n/a
Xcel Energy | 85 | 13781 | IOU | 3135374 | 11 | Solar |  |  | Withdrawn | Mendota Heights | Protected Data | Protected Data | Protected Data | Residential | Solar* Rewards | 2016 |  | n/a
Xcel Energy | 85 | 13781 | IOU | 3135375 | 8 | Solar |  |  | Withdrawn | Byron | Protected Data | Protected Data | Protected Data | Residential | Solar* Rewards | 2016 |  | n/a
Xcel Energy | 85 | 13781 | IOU | 3135376 | 0 | Solar |  |  | Withdrawn | Saint Paul | Protected Data | Protected Data | Protected Data | Residential | Solar* Rewards | 2016 |  | n/a
Xcel Energy | 85 | 13781 | IOU | 3135377 | 7 | Solar |  |  | Withdrawn | Saint Paul | Protected Data | Protected Data | Protected Data | Residential | Solar* Rewards | 2016 |  | n/a
Xcel Energy | 85 | 13781 | IOU | 3135378 | 20 | Solar |  |  | Withdrawn | Hastings | Protected Data | Protected Data | Protected Data | Commercial | Solar* Rewards | 2016 |  | n/a
Xcel Energy | 85 | 13781 | IOU | 3135379 | 4 | Solar |  |  | Withdrawn | Shoreview | Protected Data | Protected Data | Protected Data | Residential | Solar* Rewards | 2016 |  | n/a
Xcel Energy | 85 | 13781 | IOU | 3135380 | 20 | Solar |  |  | Withdrawn | Watertown | Protected Data | Protected Data | Protected Data | Residential | Solar* Rewards | 2016 |  | n/a
Xcel Energy | 85 | 13781 | IOU | 3135381 | 6 | Solar |  |  | Withdrawn | Lindstrom | Protected Data | Protected Data | Protected Data | Residential | Solar* Rewards | 2016 |  | n/a
Xcel Energy | 85 | 13781 | IOU | 3135382 | 4 | Solar |  |  | Withdrawn | Saint Anthony Village | Protected Data | Protected Data | Protected Data | Residential | Solar* Rewards | 2016 |  | n/a
Xcel Energy | 85 | 13781 | IOU | 3135383 | 19 | Solar |  |  | Withdrawn | Hastings | Protected Data | Protected Data | Protected Data | Commercial | Solar* Rewards | 2016 |  | n/a
Xcel Energy | 85 | 13781 | IOU | 3135384 | 5 | Solar |  |  | Withdrawn | Bloomington | Protected Data | Protected Data | Protected Data | Residential | Solar* Rewards | 2016 |  | n/a
Xcel Energy | 85 | 13781 | IOU | 3135385 | 8 | Solar |  |  | Withdrawn | Minneapolis | Protected Data | Protected Data | Protected Data | Residential | Solar* Rewards | 2016 |  | n/a
Xcel Energy | 85 | 13781 | IOU | 3135386 | 6 | Solar |  |  | Withdrawn | Mendota Heights | Protected Data | Protected Data | Protected Data | Residential | Solar* Rewards | 2016 |  | n/a
Xcel Energy | 85 | 13781 | IOU | 3135387 | 20 | Solar |  |  | Withdrawn | Forest Lake | Protected Data | Protected Data | Protected Data | Commercial | Solar* Rewards | 2017 |  | n/a
Xcel Energy | 85 | 13781 | IOU | 3135388 | 4 | Solar |  |  | Withdrawn | Faribault | Protected Data | Protected Data | Protected Data | Residential | Solar* Rewards | 2017 |  | n/a
Xcel Energy | 85 | 13781 | IOU | 3135389 | 6 | Solar |  |  | Withdrawn | Lakeville | Protected Data | Protected Data | Protected Data | Residential | Solar* Rewards | 2017 |  | n/a
Xcel Energy | 85 | 13781 | IOU | 3135390 | 9 | Solar |  |  | Withdrawn | Northfield | Protected Data | Protected Data | Protected Data | Residential | Solar* Rewards | 2017 |  | n/a
Xcel Energy | 85 | 13781 | IOU | 3135391 | 3 | Solar |  |  | Withdrawn | Saint Paul | Protected Data | Protected Data | Protected Data | Residential | Solar* Rewards | 2017 |  | n/a
Xcel Energy | 85 | 13781 | IOU | 3135392 | 13 | Solar |  |  | Withdrawn | Afton | Protected Data | Protected Data | Protected Data | Residential | Solar* Rewards | 2017 |  | n/a
Xcel Energy | 85 | 13781 | IOU | 3135393 | 7 | Solar |  |  | Withdrawn | Bloomington | Protected Data | Protected Data | Protected Data | Residential | Solar* Rewards | 2017 |  | n/a
Xcel Energy | 85 | 13781 | IOU | 3135394 | 9 | Solar |  |  | Withdrawn | Waseca | Protected Data | Protected Data | Protected Data | Residential | Solar* Rewards | 2017 |  | n/a
Xcel Energy | 85 | 13781 | IOU | 3135395 | 6 | Solar |  |  | Withdrawn | Saint Paul | Protected Data | Protected Data | Protected Data | Residential | Solar* Rewards | 2017 |  | n/a
Xcel Energy | 85 | 13781 | IOU | 3135396 | 6 | Solar |  |  | Withdrawn | Saint Paul | Protected Data | Protected Data | Protected Data | Residential | Solar* Rewards | 2017 |  | n/a
Xcel Energy | 85 | 13781 | IOU | 3135397 | 40 | Solar |  |  | Withdrawn | Raymond | Protected Data | Protected Data | Protected Data | Commercial | Made In MN | 2017 |  | n/a
Xcel Energy | 85 | 13781 | IOU | 3135398 | 7 | Solar |  |  | Withdrawn | Northfield | Protected Data | Protected Data | Protected Data | Residential | Made In MN | 2017 |  | n/a
Xcel Energy | 85 | 13781 | IOU | 3135399 | 20 | Solar |  |  | Withdrawn | Little Canada | Protected Data | Protected Data | Protected Data | Commercial | Solar* Rewards | 2017 |  | n/a
Xcel Energy | 85 | 13781 | IOU | 3135400 | 20 | Solar |  |  | Withdrawn | Minneapolis | Protected Data | Protected Data | Protected Data | Commercial | Solar* Rewards | 2017 |  | n/a
Xcel Energy | 85 | 13781 | IOU | 3135401 | 183 | Solar |  |  | Withdrawn | Minneapolis | Protected Data | Protected Data | Protected Data | Commercial | n/a | 2017 |  | n/a
Xcel Energy | 85 | 13781 | IOU | 3135402 | 0 | Solar |  |  | Withdrawn | Minneapolis | Protected Data | Protected Data | Protected Data | Residential | Made In MN | 2017 |  | n/a
Xcel Energy | 85 | 13781 | IOU | 3135403 | 7 | Solar |  |  | Withdrawn | New Hope | Protected Data | Protected Data | Protected Data | Residential | Solar* Rewards | 2017 |  | n/a
Xcel Energy | 85 | 13781 | IOU | 3135404 | 7 | Solar |  |  | Withdrawn | Lindstrom | Protected Data | Protected Data | Protected Data | Residential | Solar* Rewards | 2017 |  | n/a
Xcel Energy | 85 | 13781 | IOU | 3135405 | 5 | Solar |  |  | Withdrawn | Saint Paul | Protected Data | Protected Data | Protected Data | Residential | Solar* Rewards | 2017 |  | n/a
Xcel Energy | 85 | 13781 | IOU | 3135406 | 40 | Solar |  |  | Withdrawn | Raymond | Protected Data | Protected Data | Protected Data | Commercial | Made In MN | 2017 |  | n/a
Xcel Energy | 85 | 13781 | IOU | 3135407 | 305 | Solar |  |  | Withdrawn | Minneapolis | Protected Data | Protected Data | Protected Data | Commercial | n/a | 2017 |  | n/a
Xcel Energy | 85 | 13781 | IOU | 3135408 | 1 | Solar |  |  | Withdrawn | Minneapolis | Protected Data | Protected Data | Protected Data | Commercial | Solar* Rewards | 2017 |  | n/a
Xcel Energy | 85 | 13781 | IOU | 3135409 | 6 | Solar |  |  | Withdrawn | Gibbon | Protected Data | Protected Data | Protected Data | Residential | Solar* Rewards | 2017 |  | n/a
Xcel Energy | 85 | 13781 | IOU | 3135410 | 20 | Solar |  |  | Withdrawn | Roseville | Protected Data | Protected Data | Protected Data | Commercial | Solar* Rewards | 2017 |  | n/a
Xcel Energy | 85 | 13781 | IOU | 3135411 | 20 | Solar |  |  | Withdrawn | Brooklyn Park | Protected Data | Protected Data | Protected Data | Commercial | Solar* Rewards | 2017 |  | n/a
Xcel Energy | 85 | 13781 | IOU | 3135412 | 8 | Solar |  |  | Withdrawn | Cokato | Protected Data | Protected Data | Protected Data | Commercial | Solar* Rewards | 2017 |  | n/a
Xcel Energy | 85 | 13781 | IOU | 3135413 | 10 | Solar |  |  | Withdrawn | Minnetrista | Protected Data | Protected Data | Protected Data | Residential | Solar* Rewards | 2017 |  | n/a
Xcel Energy | 85 | 13781 | IOU | 3135414 | 10 | Solar |  |  | Withdrawn | Mendota Heights | Protected Data | Protected Data | Protected Data | Residential | Solar* Rewards | 2017 |  | n/a
Xcel Energy | 85 | 13781 | IOU | 3135415 | 10 | Solar |  |  | Withdrawn | Elko New Market | Protected Data | Protected Data | Protected Data | Residential | Solar* Rewards | 2017 |  | n/a
Xcel Energy | 85 | 13781 | IOU | 3135416 | 15 | Solar |  |  | Withdrawn | Morgan | Protected Data | Protected Data | Protected Data | Residential | Solar* Rewards | 2017 |  | n/a
Xcel Energy | 85 | 13781 | IOU | 3135417 | 20 | Solar |  |  | Withdrawn | Plymouth | Protected Data | Protected Data | Protected Data | Commercial | Solar* Rewards | 2017 |  | n/a
Xcel Energy | 85 | 13781 | IOU | 3135418 | 10 | Solar |  |  | Withdrawn | White Bear Lake | Protected Data | Protected Data | Protected Data | Commercial | Solar* Rewards | 2017 |  | n/a
Xcel Energy | 85 | 13781 | IOU | 3135419 | 10 | Solar |  |  | Withdrawn | White Bear Lake | Protected Data | Protected Data | Protected Data | Commercial | Solar* Rewards | 2017 |  | n/a
Xcel Energy | 85 | 13781 | IOU | 3135420 | 10 | Solar |  |  | Withdrawn | White Bear Lake | Protected Data | Protected Data | Protected Data | Commercial | Solar* Rewards | 2017 |  | n/a
Xcel Energy | 85 | 13781 | IOU | 3135421 | 20 | Solar |  |  | Withdrawn | Plymouth | Protected Data | Protected Data | Protected Data | Commercial | Solar* Rewards | 2017 |  | n/a
Xcel Energy | 85 | 13781 | IOU | 3135422 | 10 | Solar |  |  | Withdrawn | Golden Valley | Protected Data | Protected Data | Protected Data | Residential | Solar* Rewards | 2017 |  | n/a
Xcel Energy | 85 | 13781 | IOU | 3135423 | 10 | Solar |  |  | Withdrawn | Roseville | Protected Data | Protected Data | Protected Data | Residential | Solar* Rewards | 2017 |  | n/a
Xcel Energy | 85 | 13781 | IOU | 3135424 | 0 | Solar |  |  | Withdrawn | Golden Valley | Protected Data | Protected Data | Protected Data | Residential | Solar* Rewards | 2017 |  | n/a
Xcel Energy | 85 | 13781 | IOU | 3135425 | 0 | Solar |  |  | Withdrawn | Northfield | Protected Data | Protected Data | Protected Data | Residential | Solar* Rewards | 2017 |  | n/a
Xcel Energy | 85 | 13781 | IOU | 3135426 | 0 | Solar |  |  | Withdrawn | Minneapolis | Protected Data | Protected Data | Protected Data | Residential | Made In MN | 2017 |  | n/a
Xcel Energy | 85 | 13781 | IOU | 3135427 | 20 | Solar |  |  | Withdrawn | Roseville | Protected Data | Protected Data | Protected Data | Commercial | Solar* Rewards | 2017 |  | n/a
Xcel Energy | 85 | 13781 | IOU | 3135428 | 20 | Solar |  |  | Withdrawn | Roseville | Protected Data | Protected Data | Protected Data | Commercial | Solar* Rewards | 2017 |  | n/a
Xcel Energy | 85 | 13781 | IOU | 3135429 | 7 | Solar |  |  | Withdrawn | Mayer | Protected Data | Protected Data | Protected Data | Residential | Solar* Rewards | 2017 |  | n/a
Xcel Energy | 85 | 13781 | IOU | 3135430 | 13 | Solar |  |  | Withdrawn | Tracy | Protected Data | Protected Data | Protected Data | Commercial | Solar* Rewards | 2017 |  | n/a
Xcel Energy | 85 | 13781 | IOU | 3135432 | 20 | Solar |  |  | Withdrawn | Columbia Heights | Protected Data | Protected Data | Protected Data | Commercial | Solar* Rewards | 2017 |  | n/a
Xcel Energy | 85 | 13781 | IOU | 3135433 | 10 | Solar |  |  | Withdrawn | Cottage Grove | Protected Data | Protected Data | Protected Data | Residential | Made In MN | 2017 |  | n/a
Xcel Energy | 85 | 13781 | IOU | 3135434 | 20 | Solar |  |  | Withdrawn | Minneapolis | Protected Data | Protected Data | Protected Data | Residential | Solar* Rewards | 2017 |  | n/a
Xcel Energy | 85 | 13781 | IOU | 3135435 | 8 | Solar |  |  | Withdrawn | North Oaks | Protected Data | Protected Data | Protected Data | Residential | Solar* Rewards | 2017 |  | n/a
Xcel Energy | 85 | 13781 | IOU | 3135436 | 10 | Solar |  |  | Withdrawn | Afton | Protected Data | Protected Data | Protected Data | Residential | Solar* Rewards | 2017 |  | n/a
Xcel Energy | 85 | 13781 | IOU | 3135437 | 6 | Solar |  |  | Withdrawn | Minneapolis | Protected Data | Protected Data | Protected Data | Residential | Solar* Rewards | 2017 |  | n/a
Xcel Energy | 85 | 13781 | IOU | 3135438 | 8 | Solar |  |  | Withdrawn | Stillwater | Protected Data | Protected Data | Protected Data | Residential | Solar* Rewards | 2017 |  | n/a
Xcel Energy | 85 | 13781 | IOU | 3135439 | 0 | Solar |  |  | Withdrawn | Minneapolis | Protected Data | Protected Data | Protected Data | Commercial | Solar* Rewards | 2017 |  | n/a
Xcel Energy | 85 | 13781 | IOU | 3135440 | 19 | Solar |  |  | Withdrawn | Stillwater | Protected Data | Protected Data | Protected Data | Residential | Solar* Rewards | 2017 |  | n/a
Xcel Energy | 85 | 13781 | IOU | 3135441 | 3 | Solar |  |  | Withdrawn | Saint Cloud | Protected Data | Protected Data | Protected Data | Residential | Solar* Rewards | 2017 |  | n/a
Xcel Energy | 85 | 13781 | IOU | 3135442 | 40 | Solar |  |  | Withdrawn | La Crescent | Protected Data | Protected Data | Protected Data | Commercial | Solar* Rewards | 2017 |  | n/a
Xcel Energy | 85 | 13781 | IOU | 3135443 | 10 | Solar |  |  | Withdrawn | Shoreview | Protected Data | Protected Data | Protected Data | Residential | Solar* Rewards | 2017 |  | n/a
Xcel Energy | 85 | 13781 | IOU | 3135444 | 7 | Solar |  |  | Withdrawn | Hopkins | Protected Data | Protected Data | Protected Data | Residential | Solar* Rewards | 2017 |  | n/a
Xcel Energy | 85 | 13781 | IOU | 3135445 | 0 | Solar |  |  | Withdrawn | Golden Valley | Protected Data | Protected Data | Protected Data | Commercial | Solar* Rewards | 2017 |  | n/a
Xcel Energy | 85 | 13781 | IOU | 3135446 | 20 | Solar |  |  | Withdrawn | Rogers | Protected Data | Protected Data | Protected Data | Commercial | Solar* Rewards | 2017 |  | n/a
Xcel Energy | 85 | 13781 | IOU | 3135447 | 20 | Solar |  |  | Withdrawn | Rogers | Protected Data | Protected Data | Protected Data | Commercial | Solar* Rewards | 2017 |  | n/a
Xcel Energy | 85 | 13781 | IOU | 3135448 | 20 | Solar |  |  | Withdrawn | Rogers | Protected Data | Protected Data | Protected Data | Commercial | Solar* Rewards | 2017 |  | n/a
Xcel Energy | 85 | 13781 | IOU | 3135449 | 0 | Solar |  |  | Withdrawn | Golden Valley | Protected Data | Protected Data | Protected Data | Commercial | Solar* Rewards | 2017 |  | n/a
Xcel Energy | 85 | 13781 | IOU | 3135450 | 0 | Solar |  |  | Withdrawn | Golden Valley | Protected Data | Protected Data | Protected Data | Commercial | Solar* Rewards | 2017 |  | n/a
Xcel Energy | 85 | 13781 | IOU | 3135451 | 0 | Solar |  |  | Withdrawn | Golden Valley | Protected Data | Protected Data | Protected Data | Commercial | Solar* Rewards | 2017 |  | n/a
Xcel Energy | 85 | 13781 | IOU | 3135452 | 4 | Solar |  |  | Withdrawn | Golden Valley | Protected Data | Protected Data | Protected Data | Commercial | Solar* Rewards | 2017 |  | n/a
Xcel Energy | 85 | 13781 | IOU | 3135453 | 0 | Solar |  |  | Withdrawn | Minneapolis | Protected Data | Protected Data | Protected Data | Residential | Made In MN | 2017 |  | n/a
Xcel Energy | 85 | 13781 | IOU | 3135454 | 0 | Solar |  |  | Withdrawn | Minneapolis | Protected Data | Protected Data | Protected Data | Commercial | Solar* Rewards | 2017 |  | n/a
Xcel Energy | 85 | 13781 | IOU | 3135455 | 29 | Solar |  |  | Withdrawn | Minneapolis | Protected Data | Protected Data | Protected Data | Commercial | Solar* Rewards | 2017 |  | n/a
Xcel Energy | 85 | 13781 | IOU | 3135456 | 0 | Solar |  |  | Withdrawn | Golden Valley | Protected Data | Protected Data | Protected Data | Commercial | Solar* Rewards | 2017 |  | n/a
Xcel Energy | 85 | 13781 | IOU | 3135457 | 4 | Solar |  |  | Withdrawn | Columbia Heights | Protected Data | Protected Data | Protected Data | Residential | Solar* Rewards | 2017 |  | n/a
Xcel Energy | 85 | 13781 | IOU | 3135458 | 0 | Solar |  |  | Withdrawn | North Oaks | Protected Data | Protected Data | Protected Data | Residential | Solar* Rewards | 2017 |  | n/a
Xcel Energy | 85 | 13781 | IOU | 3135459 | 15 | Solar |  |  | Withdrawn | Lauderdale | Protected Data | Protected Data | Protected Data | Commercial | Solar* Rewards | 2017 |  | n/a
Xcel Energy | 85 | 13781 | IOU | 3135460 | 34 | Solar |  |  | Withdrawn | Lauderdale | Protected Data | Protected Data | Protected Data | Commercial | Made In MN | 2017 |  | n/a
Xcel Energy | 85 | 13781 | IOU | 3135461 | 20 | Solar |  |  | Withdrawn | Mendota Heights | Protected Data | Protected Data | Protected Data | Commercial | Solar* Rewards | 2017 |  | n/a
Xcel Energy | 85 | 13781 | IOU | 3135462 | 5 | Solar |  |  | Withdrawn | Watertown | Protected Data | Protected Data | Protected Data | Residential | Solar* Rewards | 2017 |  | n/a
Xcel Energy | 85 | 13781 | IOU | 3135463 | 8 | Solar |  |  | Withdrawn | Saint Paul | Protected Data | Protected Data | Protected Data | Residential | Solar* Rewards | 2017 |  | n/a
Xcel Energy | 85 | 13781 | IOU | 3135464 | 6 | Solar |  |  | Withdrawn | Saint Paul | Protected Data | Protected Data | Protected Data | Residential | Solar* Rewards | 2017 |  | n/a
Xcel Energy | 85 | 13781 | IOU | 3135465 | 13 | Solar |  |  | Withdrawn | Afton | Protected Data | Protected Data | Protected Data | Residential | Solar* Rewards | 2017 |  | n/a
Xcel Energy | 85 | 13781 | IOU | 3135466 | 6 | Solar |  |  | Withdrawn | Minnetonka | Protected Data | Protected Data | Protected Data | Residential | Solar* Rewards | 2017 |  | n/a
Xcel Energy | 85 | 13781 | IOU | 3135467 | 10 | Solar |  |  | Withdrawn | Woodbury | Protected Data | Protected Data | Protected Data | Residential | Solar* Rewards | 2017 |  | n/a
Xcel Energy | 85 | 13781 | IOU | 3135468 | 7 | Solar |  |  | Withdrawn | Eden Prairie | Protected Data | Protected Data | Protected Data | Residential | Made In MN | 2017 |  | n/a
Xcel Energy | 85 | 13781 | IOU | 3135469 | 17 | Solar |  |  | Withdrawn | Tracy | Protected Data | Protected Data | Protected Data | Commercial | Solar* Rewards | 2017 |  | n/a
Xcel Energy | 85 | 13781 | IOU | 3135470 | 10 | Solar |  |  | Withdrawn | Minnetrista | Protected Data | Protected Data | Protected Data | Residential | Made In MN | 2017 |  | n/a
Xcel Energy | 85 | 13781 | IOU | 3135471 | 8 | Solar |  |  | Withdrawn | Coon Rapids | Protected Data | Protected Data | Protected Data | Residential | Made In MN | 2017 |  | n/a
Xcel Energy | 85 | 13781 | IOU | 3135472 | 4 | Solar |  |  | Withdrawn | Crystal | Protected Data | Protected Data | Protected Data | Residential | Made In MN | 2017 |  | n/a
Xcel Energy | 85 | 13781 | IOU | 3135473 | 10 | Solar |  |  | Withdrawn | Eden Prairie | Protected Data | Protected Data | Protected Data | Residential | Made In MN | 2017 |  | n/a
Xcel Energy | 85 | 13781 | IOU | 3135474 | 12 | Solar |  |  | Withdrawn | Saint Paul | Protected Data | Protected Data | Protected Data | Residential | Made In MN | 2017 |  | n/a
Xcel Energy | 85 | 13781 | IOU | 3135475 | 8 | Solar |  |  | Withdrawn | Saint Paul | Protected Data | Protected Data | Protected Data | Residential | Made In MN | 2017 |  | n/a
Xcel Energy | 85 | 13781 | IOU | 3135476 | 7 | Solar |  |  | Withdrawn | Robbinsdale | Protected Data | Protected Data | Protected Data | Residential | Made In MN | 2017 |  | n/a
Xcel Energy | 85 | 13781 | IOU | 3135477 | 10 | Solar |  |  | Withdrawn | Golden Valley | Protected Data | Protected Data | Protected Data | Residential | Made In MN | 2017 |  | n/a
Xcel Energy | 85 | 13781 | IOU | 3135478 | 6 | Solar |  |  | Withdrawn | Saint Paul | Protected Data | Protected Data | Protected Data | Residential | Made In MN | 2017 |  | n/a
Xcel Energy | 85 | 13781 | IOU | 3135479 | 5 | Solar |  |  | Withdrawn | Saint Paul | Protected Data | Protected Data | Protected Data | Commercial | Made In MN | 2017 |  | n/a
Xcel Energy | 85 | 13781 | IOU | 3135480 | 10 | Solar |  |  | Withdrawn | Roseville | Protected Data | Protected Data | Protected Data | Residential | Made In MN | 2017 |  | n/a
Xcel Energy | 85 | 13781 | IOU | 3135481 | 10 | Solar |  |  | Withdrawn | Afton | Protected Data | Protected Data | Protected Data | Residential | Made In MN | 2017 |  | n/a
Xcel Energy | 85 | 13781 | IOU | 3135482 | 20 | Solar |  |  | Withdrawn | Eden Prairie | Protected Data | Protected Data | Protected Data | Commercial | Solar* Rewards | 2017 |  | n/a
Xcel Energy | 85 | 13781 | IOU | 3135483 | 20 | Solar |  |  | Withdrawn | Eden Prairie | Protected Data | Protected Data | Protected Data | Commercial | Solar* Rewards | 2017 |  | n/a
Xcel Energy | 85 | 13781 | IOU | 3135484 | 22 | Solar |  |  | Withdrawn | Morton | Protected Data | Protected Data | Protected Data | Residential | Solar* Rewards | 2017 |  | n/a
Xcel Energy | 85 | 13781 | IOU | 3135485 | 9 | Solar |  |  | Withdrawn | Mound | Protected Data | Protected Data | Protected Data | Residential | Made In MN | 2017 |  | n/a
Xcel Energy | 85 | 13781 | IOU | 3135486 | 4 | Solar |  |  | Withdrawn | Saint Louis Park | Protected Data | Protected Data | Protected Data | Residential | Made In MN | 2017 |  | n/a
Xcel Energy | 85 | 13781 | IOU | 3135487 | 7 | Solar |  |  | Withdrawn | Brooklyn Center | Protected Data | Protected Data | Protected Data | Residential | Made In MN | 2017 |  | n/a
Xcel Energy | 85 | 13781 | IOU | 3135488 | 5 | Solar |  |  | Withdrawn | Maplewood | Protected Data | Protected Data | Protected Data | Residential | Made In MN | 2017 |  | n/a
Xcel Energy | 85 | 13781 | IOU | 3135489 | 0 | Solar |  |  | Withdrawn | Eagan | Protected Data | Protected Data | Protected Data | Residential | Solar* Rewards | 2017 |  | n/a
Xcel Energy | 85 | 13781 | IOU | 3135490 | 4 | Solar |  |  | Withdrawn | White Bear Lake | Protected Data | Protected Data | Protected Data | Residential | Made In MN | 2017 |  | n/a
Xcel Energy | 85 | 13781 | IOU | 3135491 | 9 | Solar |  |  | Withdrawn | Taylors Falls | Protected Data | Protected Data | Protected Data | Commercial | Made In MN | 2017 |  | n/a
Xcel Energy | 85 | 13781 | IOU | 3135492 | 9 | Solar |  |  | Withdrawn | White Bear Lake | Protected Data | Protected Data | Protected Data | Residential | Made In MN | 2017 |  | n/a
Xcel Energy | 85 | 13781 | IOU | 3135493 | 7 | Solar |  |  | Withdrawn | Spicer | Protected Data | Protected Data | Protected Data | Residential | Made In MN | 2017 |  | n/a
Xcel Energy | 85 | 13781 | IOU | 3135494 | 7 | Solar |  |  | Withdrawn | Brooklyn Park | Protected Data | Protected Data | Protected Data | Residential | Made In MN | 2017 |  | n/a
Xcel Energy | 85 | 13781 | IOU | 3135495 | 0 | Solar |  |  | Withdrawn | Saint Paul | Protected Data | Protected Data | Protected Data | Residential | Solar* Rewards | 2017 |  | n/a
Xcel Energy | 85 | 13781 | IOU | 3135496 | 20 | Solar |  |  | Withdrawn | Minneapolis | Protected Data | Protected Data | Protected Data | Commercial | Solar* Rewards | 2017 |  | n/a
Xcel Energy | 85 | 13781 | IOU | 3135497 | 4 | Solar |  |  | Withdrawn | Maplewood | Protected Data | Protected Data | Protected Data | Residential | Made In MN | 2017 |  | n/a
Xcel Energy | 85 | 13781 | IOU | 3135498 | 5 | Solar |  |  | Withdrawn | Minneapolis | Protected Data | Protected Data | Protected Data | Residential | Made In MN | 2017 |  | n/a
Xcel Energy | 85 | 13781 | IOU | 3135499 | 40 | Solar |  |  | Withdrawn | Shoreview | Protected Data | Protected Data | Protected Data | Commercial | Made In MN | 2017 |  | n/a
Xcel Energy | 85 | 13781 | IOU | 3135500 | 10 | Solar |  |  | Withdrawn | Elko New Market | Protected Data | Protected Data | Protected Data | Residential | Made In MN | 2017 |  | n/a
Xcel Energy | 85 | 13781 | IOU | 3135501 | 0 | Solar |  |  | Withdrawn | Minneapolis | Protected Data | Protected Data | Protected Data | Residential | Made In MN | 2017 |  | n/a
Xcel Energy | 85 | 13781 | IOU | 3135502 | 10 | Solar |  |  | Withdrawn | Minneapolis | Protected Data | Protected Data | Protected Data | Residential | Made In MN | 2017 |  | n/a
Xcel Energy | 85 | 13781 | IOU | 3135503 | 20 | Solar |  |  | Withdrawn | Burnsville | Protected Data | Protected Data | Protected Data | Commercial | Solar* Rewards | 2017 |  | n/a
Xcel Energy | 85 | 13781 | IOU | 3135504 | 4 | Solar |  |  | Withdrawn | Fridley | Protected Data | Protected Data | Protected Data | Residential | Solar* Rewards | 2017 |  | n/a
Xcel Energy | 85 | 13781 | IOU | 3135505 | 0 | Solar |  |  | Withdrawn | Minnetonka | Protected Data | Protected Data | Protected Data | Residential | Solar* Rewards | 2017 |  | n/a
Xcel Energy | 85 | 13781 | IOU | 3135506 | 0 | Solar |  |  | Withdrawn | Minneapolis | Protected Data | Protected Data | Protected Data | Commercial | Made In MN | 2017 |  | n/a
Xcel Energy | 85 | 13781 | IOU | 3135507 | 10 | Solar |  |  | Withdrawn | Lakeville | Protected Data | Protected Data | Protected Data | Residential | Made In MN | 2017 |  | n/a
Xcel Energy | 85 | 13781 | IOU | 3135508 | 9 | Solar |  |  | Withdrawn | Waseca | Protected Data | Protected Data | Protected Data | Residential | Made In MN | 2017 |  | n/a
Xcel Energy | 85 | 13781 | IOU | 3135509 | 20 | Solar |  |  | Withdrawn | Mankato | Protected Data | Protected Data | Protected Data | Commercial | Solar* Rewards | 2017 |  | n/a
Xcel Energy | 85 | 13781 | IOU | 3135510 | 8 | Solar |  |  | Withdrawn | Plymouth | Protected Data | Protected Data | Protected Data | Residential | Made In MN | 2017 |  | n/a
Xcel Energy | 85 | 13781 | IOU | 3135511 | 0 | Solar |  |  | Withdrawn | Golden Valley | Protected Data | Protected Data | Protected Data | Residential | Solar* Rewards | 2017 |  | n/a
Xcel Energy | 85 | 13781 | IOU | 3135512 | 6 | Solar |  |  | Withdrawn | Rice | Protected Data | Protected Data | Protected Data | Residential | Made In MN | 2017 |  | n/a
Xcel Energy | 85 | 13781 | IOU | 3135513 | 5 | Solar |  |  | Withdrawn | Saint Paul | Protected Data | Protected Data | Protected Data | Residential | Made In MN | 2017 |  | n/a
Xcel Energy | 85 | 13781 | IOU | 3135514 | 6 | Solar |  |  | Withdrawn | Saint Paul | Protected Data | Protected Data | Protected Data | Residential | Made In MN | 2017 |  | n/a
Xcel Energy | 85 | 13781 | IOU | 3135515 | 6 | Solar |  |  | Withdrawn | Rosemount | Protected Data | Protected Data | Protected Data | Residential | Solar* Rewards | 2017 |  | n/a
Xcel Energy | 85 | 13781 | IOU | 3135516 | 4 | Solar |  |  | Withdrawn | Saint Paul | Protected Data | Protected Data | Protected Data | Residential | Made In MN | 2017 |  | n/a
Xcel Energy | 85 | 13781 | IOU | 3135517 | 11 | Solar |  |  | Withdrawn | Dilworth | Protected Data | Protected Data | Protected Data | Residential | Solar* Rewards | 2017 |  | n/a
Xcel Energy | 85 | 13781 | IOU | 3135518 | 10 | Solar |  |  | Withdrawn | Stillwater | Protected Data | Protected Data | Protected Data | Residential | Made In MN | 2017 |  | n/a
Xcel Energy | 85 | 13781 | IOU | 3135519 | 10 | Solar |  |  | Withdrawn | Winona | Protected Data | Protected Data | Protected Data | Residential | Made In MN | 2017 |  | n/a
Xcel Energy | 85 | 13781 | IOU | 3135520 | 8 | Solar |  |  | Withdrawn | Roseville | Protected Data | Protected Data | Protected Data | Residential | Solar* Rewards | 2017 |  | n/a
Xcel Energy | 85 | 13781 | IOU | 3135521 | 10 | Solar |  |  | Withdrawn | Plymouth | Protected Data | Protected Data | Protected Data | Residential | Made In MN | 2017 |  | n/a
Xcel Energy | 85 | 13781 | IOU | 3135522 | 11 | Solar |  |  | Withdrawn | Brooten | Protected Data | Protected Data | Protected Data | Residential | Solar* Rewards | 2017 |  | n/a
Xcel Energy | 85 | 13781 | IOU | 3135523 | 9 | Solar |  |  | Withdrawn | Plymouth | Protected Data | Protected Data | Protected Data | Residential | Made In MN | 2017 |  | n/a
Xcel Energy | 85 | 13781 | IOU | 3135524 | 10 | Solar |  |  | Withdrawn | Elysian | Protected Data | Protected Data | Protected Data | Residential | Made In MN | 2017 |  | n/a
Xcel Energy | 85 | 13781 | IOU | 3135525 | 4 | Solar |  |  | Withdrawn | Minneapolis | Protected Data | Protected Data | Protected Data | Residential | Made In MN | 2017 |  | n/a
Xcel Energy | 85 | 13781 | IOU | 3135526 | 0 | Solar |  |  | Withdrawn | Minneapolis | Protected Data | Protected Data | Protected Data | Residential | Made In MN | 2017 |  | n/a
Xcel Energy | 85 | 13781 | IOU | 3135527 | 0 | Solar |  |  | Withdrawn | Avon | Protected Data | Protected Data | Protected Data | Residential | Solar* Rewards | 2017 |  | n/a
Xcel Energy | 85 | 13781 | IOU | 3135528 | 6 | Solar |  |  | Withdrawn | Saint Cloud | Protected Data | Protected Data | Protected Data | Residential | Solar* Rewards | 2017 |  | n/a
Xcel Energy | 85 | 13781 | IOU | 3135529 | 5 | Solar |  |  | Withdrawn | Saint Paul | Protected Data | Protected Data | Protected Data | Residential | Solar* Rewards | 2017 |  | n/a
Xcel Energy | 85 | 13781 | IOU | 3135530 | 7 | Solar |  |  | Withdrawn | Winona | Protected Data | Protected Data | Protected Data | Residential | Made In MN | 2017 |  | n/a
Xcel Energy | 85 | 13781 | IOU | 3135531 | 0 | Solar |  |  | Withdrawn | Minneapolis | Protected Data | Protected Data | Protected Data | Residential | Made In MN | 2017 |  | n/a
Xcel Energy | 85 | 13781 | IOU | 3135532 | 0 | Solar |  |  | Withdrawn | Farmington | Protected Data | Protected Data | Protected Data | Residential | Solar* Rewards | 2017 |  | n/a
Xcel Energy | 85 | 13781 | IOU | 3135533 | 0 | Solar |  |  | Withdrawn | Dilworth | Protected Data | Protected Data | Protected Data | Residential | Solar* Rewards | 2017 |  | n/a
Xcel Energy | 85 | 13781 | IOU | 3135534 | 39 | Solar |  |  | Withdrawn | Fridley | Protected Data | Protected Data | Protected Data | Commercial | n/a | 2017 |  | n/a
Xcel Energy | 85 | 13781 | IOU | 3135535 | 1 | Solar |  |  | Withdrawn | Brooklyn Center | Protected Data | Protected Data | Protected Data | Commercial | n/a | 2017 |  | n/a
Xcel Energy | 85 | 13781 | IOU | 3135536 | 1 | Solar |  |  | Withdrawn | Brooklyn Center | Protected Data | Protected Data | Protected Data | Commercial | n/a | 2017 |  | n/a
Xcel Energy | 85 | 13781 | IOU | 3135537 | 4 | Solar |  |  | Withdrawn | White Bear Lake | Protected Data | Protected Data | Protected Data | Residential | Made In MN | 2017 |  | n/a
Xcel Energy | 85 | 13781 | IOU | 3135538 | 1 | Solar |  |  | Withdrawn | Minneapolis | Protected Data | Protected Data | Protected Data | Residential | Solar* Rewards | 2017 |  | n/a
Xcel Energy | 85 | 13781 | IOU | 3135539 | 2 | Solar |  |  | Withdrawn | Minneapolis | Protected Data | Protected Data | Protected Data | Residential | Solar* Rewards | 2017 |  | n/a
Xcel Energy | 85 | 13781 | IOU | 3135540 | 25 | Solar |  |  | Withdrawn | La Crescent | Protected Data | Protected Data | Protected Data | Commercial | Made In MN | 2017 |  | n/a
Xcel Energy | 85 | 13781 | IOU | 3135541 | 5 | Solar |  |  | Withdrawn | Minneapolis | Protected Data | Protected Data | Protected Data | Residential | Solar* Rewards | 2017 |  | n/a
Xcel Energy | 85 | 13781 | IOU | 3135542 | 10 | Solar |  |  | Withdrawn | Montrose | Protected Data | Protected Data | Protected Data | Residential | Solar* Rewards | 2017 |  | n/a
Xcel Energy | 85 | 13781 | IOU | 3135543 | 0 | Solar |  |  | Withdrawn | Little Canada | Protected Data | Protected Data | Protected Data | Residential | Made In MN | 2017 |  | n/a
Xcel Energy | 85 | 13781 | IOU | 3135544 | 15 | Solar |  |  | Withdrawn | Minneapolis | Protected Data | Protected Data | Protected Data | Residential | Solar* Rewards | 2017 |  | n/a
Xcel Energy | 85 | 13781 | IOU | 3135545 | 16 | Solar |  |  | Withdrawn | Waverly | Protected Data | Protected Data | Protected Data | Commercial | Solar* Rewards | 2017 |  | n/a
Xcel Energy | 85 | 13781 | IOU | 3135546 | 17 | Solar |  |  | Withdrawn | Minneapolis | Protected Data | Protected Data | Protected Data | Commercial | Solar* Rewards | 2017 |  | n/a
Xcel Energy | 85 | 13781 | IOU | 3135547 | 20 | Solar |  |  | Withdrawn | Hastings | Protected Data | Protected Data | Protected Data | Commercial | Solar* Rewards | 2017 |  | n/a
Xcel Energy | 85 | 13781 | IOU | 3135548 | 4 | Solar |  |  | Withdrawn | Plymouth | Protected Data | Protected Data | Protected Data | Residential | Solar* Rewards | 2017 |  | n/a
Xcel Energy | 85 | 13781 | IOU | 3135549 | 20 | Solar |  |  | Withdrawn | Saint Cloud | Protected Data | Protected Data | Protected Data | Commercial | Solar* Rewards | 2017 |  | n/a
Xcel Energy | 85 | 13781 | IOU | 3135550 | 5 | Solar |  |  | Withdrawn | Burnsville | Protected Data | Protected Data | Protected Data | Residential | Solar* Rewards | 2017 |  | n/a
Xcel Energy | 85 | 13781 | IOU | 3135551 | 7 | Solar |  |  | Withdrawn | Red Wing | Protected Data | Protected Data | Protected Data | Residential | Solar* Rewards | 2017 |  | n/a
Xcel Energy | 85 | 13781 | IOU | 3135552 | 0 | Solar |  |  | Withdrawn | Delano | Protected Data | Protected Data | Protected Data | Residential | Solar* Rewards | 2017 |  | n/a
Xcel Energy | 85 | 13781 | IOU | 3135553 | 11 | Solar |  |  | Withdrawn | Saint Paul | Protected Data | Protected Data | Protected Data | Residential | Solar* Rewards | 2017 |  | n/a
Xcel Energy | 85 | 13781 | IOU | 3135554 | 4 | Solar |  |  | Withdrawn | Minneapolis | Protected Data | Protected Data | Protected Data | Residential | Made In MN | 2017 |  | n/a
Xcel Energy | 85 | 13781 | IOU | 3135555 | 9 | Solar |  |  | Withdrawn | Saint Paul | Protected Data | Protected Data | Protected Data | Residential | Made In MN | 2017 |  | n/a
Xcel Energy | 85 | 13781 | IOU | 3135556 | 10 | Solar |  |  | Withdrawn | Minneapolis | Protected Data | Protected Data | Protected Data | Residential | Made In MN | 2017 |  | n/a
Xcel Energy | 85 | 13781 | IOU | 3135557 | 12 | Solar |  |  | Withdrawn | Lake City | Protected Data | Protected Data | Protected Data | Residential | Solar* Rewards | 2017 |  | n/a
Xcel Energy | 85 | 13781 | IOU | 3135558 | 5 | Solar |  |  | Withdrawn | Saint Paul | Protected Data | Protected Data | Protected Data | Residential | Solar* Rewards | 2017 |  | n/a
Xcel Energy | 85 | 13781 | IOU | 3135559 | 20 | Solar |  |  | Withdrawn | Mankato | Protected Data | Protected Data | Protected Data | Commercial | Solar* Rewards | 2017 |  | n/a
Xcel Energy | 85 | 13781 | IOU | 3135560 | 18 | Solar |  |  | Withdrawn | Hastings | Protected Data | Protected Data | Protected Data | Commercial | Solar* Rewards | 2017 |  | n/a
Xcel Energy | 85 | 13781 | IOU | 3135561 | 20 | Solar |  |  | Withdrawn | Glencoe | Protected Data | Protected Data | Protected Data | Commercial | Solar* Rewards | 2017 |  | n/a
Xcel Energy | 85 | 13781 | IOU | 3135562 | 6 | Solar |  |  | Withdrawn | Saint Paul | Protected Data | Protected Data | Protected Data | Residential | Made In MN | 2017 |  | n/a
Xcel Energy | 85 | 13781 | IOU | 3135563 | 0 | Solar |  |  | Withdrawn | Brooklyn Center | Protected Data | Protected Data | Protected Data | Commercial | Made In MN | 2017 |  | n/a
Xcel Energy | 85 | 13781 | IOU | 3135564 | 0 | Solar |  |  | Withdrawn | Minneapolis | Protected Data | Protected Data | Protected Data | Residential | Solar* Rewards | 2017 |  | n/a
Xcel Energy | 85 | 13781 | IOU | 3135565 | 20 | Solar |  |  | Withdrawn | Stillwater | Protected Data | Protected Data | Protected Data | Commercial | Solar* Rewards | 2017 |  | n/a
Xcel Energy | 85 | 13781 | IOU | 3135566 | 42 | Solar |  |  | Withdrawn | Waseca | Protected Data | Protected Data | Protected Data | Commercial | n/a | 2017 |  | n/a
Xcel Energy | 85 | 13781 | IOU | 3135567 | 21 | Solar |  |  | Withdrawn | Waseca | Protected Data | Protected Data | Protected Data | Commercial | n/a | 2017 |  | n/a
Xcel Energy | 85 | 13781 | IOU | 3135568 | 28 | Solar |  |  | Withdrawn | Janesville | Protected Data | Protected Data | Protected Data | Residential | n/a | 2017 |  | n/a
Xcel Energy | 85 | 13781 | IOU | 3135569 | 42 | Solar |  |  | Withdrawn | Janesville | Protected Data | Protected Data | Protected Data | Residential | n/a | 2017 |  | n/a
Xcel Energy | 85 | 13781 | IOU | 3135570 | 0 | Solar |  |  | Withdrawn | Carver | Protected Data | Protected Data | Protected Data | Residential | Solar* Rewards | 2017 |  | n/a
Xcel Energy | 85 | 13781 | IOU | 3135571 | 20 | Solar |  |  | Withdrawn | Mendota Heights | Protected Data | Protected Data | Protected Data | Commercial | Solar* Rewards | 2017 |  | n/a
Xcel Energy | 85 | 13781 | IOU | 3135572 | 0 | Solar |  |  | Withdrawn | Saint Cloud | Protected Data | Protected Data | Protected Data | Residential | Made In MN | 2017 |  | n/a
Xcel Energy | 85 | 13781 | IOU | 3135573 | 0 | Solar |  |  | Withdrawn | Saint Cloud | Protected Data | Protected Data | Protected Data | Residential | Made In MN | 2017 |  | n/a
Xcel Energy | 85 | 13781 | IOU | 3135574 | 0 | Solar |  |  | Withdrawn | Excelsior | Protected Data | Protected Data | Protected Data | Residential | Solar* Rewards | 2017 |  | n/a
Xcel Energy | 85 | 13781 | IOU | 3135575 | 9 | Solar |  |  | Withdrawn | Elko New Market | Protected Data | Protected Data | Protected Data | Residential | Made In MN | 2017 |  | n/a
Xcel Energy | 85 | 13781 | IOU | 3135576 | 6 | Solar |  |  | Withdrawn | Maplewood | Protected Data | Protected Data | Protected Data | Residential | Made In MN | 2017 |  | n/a
Xcel Energy | 85 | 13781 | IOU | 3135577 | 18 | Solar |  |  | Withdrawn | Saint Paul | Protected Data | Protected Data | Protected Data | Commercial | Solar* Rewards | 2017 |  | n/a
Xcel Energy | 85 | 13781 | IOU | 3135578 | 18 | Solar |  |  | Withdrawn | Saint Paul | Protected Data | Protected Data | Protected Data | Commercial | Solar* Rewards | 2017 |  | n/a
Xcel Energy | 85 | 13781 | IOU | 3135579 | 5 | Solar |  |  | Withdrawn | Minneapolis | Protected Data | Protected Data | Protected Data | Residential | Made In MN | 2017 |  | n/a
Xcel Energy | 85 | 13781 | IOU | 3135580 | 18 | Solar |  |  | Withdrawn | Saint Paul | Protected Data | Protected Data | Protected Data | Commercial | Solar* Rewards | 2017 |  | n/a
Xcel Energy | 85 | 13781 | IOU | 3135581 | 8 | Solar |  |  | Withdrawn | Minneapolis | Protected Data | Protected Data | Protected Data | Residential | Made In MN | 2017 |  | n/a
Xcel Energy | 85 | 13781 | IOU | 3135582 | 0 | Solar |  |  | Withdrawn | Lake City | Protected Data | Protected Data | Protected Data | Residential | n/a | 2017 |  | n/a
Xcel Energy | 85 | 13781 | IOU | 3135583 | 20 | Solar |  |  | Withdrawn | Big Lake | Protected Data | Protected Data | Protected Data | Commercial | Solar* Rewards | 2017 |  | n/a
Xcel Energy | 85 | 13781 | IOU | 3135584 | 0 | Solar |  |  | Withdrawn | Richfield | Protected Data | Protected Data | Protected Data | Commercial | Made In MN | 2017 |  | n/a
Xcel Energy | 85 | 13781 | IOU | 3135585 | 40 | Solar |  |  | Withdrawn | Richfield | Protected Data | Protected Data | Protected Data | Commercial | Made In MN | 2017 |  | n/a
Xcel Energy | 85 | 13781 | IOU | 3135586 | 40 | Solar |  |  | Withdrawn | Richfield | Protected Data | Protected Data | Protected Data | Commercial | Solar* Rewards | 2017 |  | n/a
Xcel Energy | 85 | 13781 | IOU | 3135587 | 3 | Solar |  |  | Withdrawn | Minneapolis | Protected Data | Protected Data | Protected Data | Residential | Solar* Rewards | 2017 |  | n/a
Xcel Energy | 85 | 13781 | IOU | 3135588 | 29 | Solar |  |  | Withdrawn | Saint Paul | Protected Data | Protected Data | Protected Data | Commercial | Solar* Rewards | 2017 |  | n/a
Xcel Energy | 85 | 13781 | IOU | 3135589 | 18 | Solar |  |  | Withdrawn | Pipestone | Protected Data | Protected Data | Protected Data | Residential | Solar* Rewards | 2017 |  | n/a
Xcel Energy | 85 | 13781 | IOU | 3135590 | 5 | Solar |  |  | Withdrawn | West Saint Paul | Protected Data | Protected Data | Protected Data | Residential | Solar* Rewards | 2017 |  | n/a
Xcel Energy | 85 | 13781 | IOU | 3135591 | 9 | Solar |  |  | Withdrawn | Woodbury | Protected Data | Protected Data | Protected Data | Residential | Solar* Rewards | 2017 |  | n/a
Xcel Energy | 85 | 13781 | IOU | 3135592 | 14 | Solar |  |  | Withdrawn | Lake Elmo | Protected Data | Protected Data | Protected Data | Residential | Solar* Rewards | 2017 |  | n/a
Xcel Energy | 85 | 13781 | IOU | 3135593 | 6 | Solar |  |  | Withdrawn | Minneapolis | Protected Data | Protected Data | Protected Data | Residential | Solar* Rewards | 2017 |  | n/a
Xcel Energy | 85 | 13781 | IOU | 3135594 | 8 | Solar |  |  | Withdrawn | Saint Paul | Protected Data | Protected Data | Protected Data | Residential | Solar* Rewards | 2017 |  | n/a
Xcel Energy | 85 | 13781 | IOU | 3135595 | 9 | Solar |  |  | Withdrawn | Plymouth | Protected Data | Protected Data | Protected Data | Residential | Solar* Rewards | 2017 |  | n/a
Xcel Energy | 85 | 13781 | IOU | 3135596 | 0 | Solar |  |  | Withdrawn | Roseville | Protected Data | Protected Data | Protected Data | Residential | Solar* Rewards | 2017 |  | n/a
Xcel Energy | 85 | 13781 | IOU | 3135597 | 20 | Solar |  |  | Withdrawn | Columbia Heights | Protected Data | Protected Data | Protected Data | Commercial | Solar* Rewards | 2017 |  | n/a
Xcel Energy | 85 | 13781 | IOU | 3135598 | 10 | Solar |  |  | Withdrawn | Faribault | Protected Data | Protected Data | Protected Data | Residential | Made In MN | 2017 |  | n/a
Xcel Energy | 85 | 13781 | IOU | 3135599 | 6 | Solar |  |  | Withdrawn | Saint Louis Park | Protected Data | Protected Data | Protected Data | Residential | Made In MN | 2017 |  | n/a
Xcel Energy | 85 | 13781 | IOU | 3135600 | 8 | Solar |  |  | Withdrawn | Brooklyn Park | Protected Data | Protected Data | Protected Data | Residential | Made In MN | 2017 |  | n/a
Xcel Energy | 85 | 13781 | IOU | 3135601 | 5 | Solar |  |  | Withdrawn | Minneapolis | Protected Data | Protected Data | Protected Data | Residential | Made In MN | 2017 |  | n/a
Xcel Energy | 85 | 13781 | IOU | 3135602 | 6 | Solar |  |  | Withdrawn | Minneapolis | Protected Data | Protected Data | Protected Data | Residential | Made In MN | 2017 |  | n/a
Xcel Energy | 85 | 13781 | IOU | 3135603 | 0 | Solar |  |  | Withdrawn | Lake City | Protected Data | Protected Data | Protected Data | Residential | n/a | 2017 |  | n/a
Xcel Energy | 85 | 13781 | IOU | 3135604 | 8 | Solar |  |  | Withdrawn | Northfield | Protected Data | Protected Data | Protected Data | Residential | Solar* Rewards | 2017 |  | n/a
Xcel Energy | 85 | 13781 | IOU | 3135605 | 19 | Solar |  |  | Withdrawn | Byron | Protected Data | Protected Data | Protected Data | Commercial | Solar* Rewards | 2017 |  | n/a
Xcel Energy | 85 | 13781 | IOU | 3135606 | 20 | Solar |  |  | Withdrawn | Saint Paul | Protected Data | Protected Data | Protected Data | Commercial | Solar* Rewards | 2017 |  | n/a
Xcel Energy | 85 | 13781 | IOU | 3135607 | 11 | Solar |  |  | Withdrawn | Minneapolis | Protected Data | Protected Data | Protected Data | Commercial | Solar* Rewards | 2017 |  | n/a
Xcel Energy | 85 | 13781 | IOU | 3135608 | 4 | Solar |  |  | Withdrawn | Franklin | Protected Data | Protected Data | Protected Data | Commercial | Solar* Rewards | 2017 |  | n/a
Xcel Energy | 85 | 13781 | IOU | 3135609 | 18 | Solar |  |  | Withdrawn | Franklin | Protected Data | Protected Data | Protected Data | Commercial | Solar* Rewards | 2017 |  | n/a
Xcel Energy | 85 | 13781 | IOU | 3135610 | 13 | Solar |  |  | Withdrawn | Minneapolis | Protected Data | Protected Data | Protected Data | Commercial | Solar* Rewards | 2017 |  | n/a
Xcel Energy | 85 | 13781 | IOU | 3135611 | 0 | Solar |  |  | Withdrawn | Delano | Protected Data | Protected Data | Protected Data | Residential | Solar* Rewards | 2017 |  | n/a
Xcel Energy | 85 | 13781 | IOU | 3135612 | 20 | Solar |  |  | Withdrawn | Delano | Protected Data | Protected Data | Protected Data | Residential | Solar* Rewards | 2017 |  | n/a
Xcel Energy | 85 | 13781 | IOU | 3135613 | 7 | Solar |  |  | Withdrawn | Waseca | Protected Data | Protected Data | Protected Data | Commercial | n/a | 2017 |  | n/a
Xcel Energy | 85 | 13781 | IOU | 3135614 | 9 | Solar |  |  | Withdrawn | Mendota Heights | Protected Data | Protected Data | Protected Data | Residential | Solar* Rewards | 2017 |  | n/a
Xcel Energy | 85 | 13781 | IOU | 3135615 | 20 | Solar |  |  | Withdrawn | Minneapolis | Protected Data | Protected Data | Protected Data | Residential | Solar* Rewards | 2017 |  | n/a
Xcel Energy | 85 | 13781 | IOU | 3135616 | 9 | Solar |  |  | Withdrawn | Saint Paul | Protected Data | Protected Data | Protected Data | Residential | Solar* Rewards | 2017 |  | n/a
Xcel Energy | 85 | 13781 | IOU | 3135617 | 20 | Solar |  |  | Withdrawn | Minneapolis | Protected Data | Protected Data | Protected Data | Commercial | Solar* Rewards | 2017 |  | n/a
Xcel Energy | 85 | 13781 | IOU | 3135618 | 20 | Solar |  |  | Withdrawn | Minneapolis | Protected Data | Protected Data | Protected Data | Commercial | Solar* Rewards | 2017 |  | n/a
Xcel Energy | 85 | 13781 | IOU | 3135619 | 7 | Solar |  |  | Withdrawn | Maplewood | Protected Data | Protected Data | Protected Data | Residential | Solar* Rewards | 2017 |  | n/a
Xcel Energy | 85 | 13781 | IOU | 3135620 | 14 | Solar |  |  | Withdrawn | Good Thunder | Protected Data | Protected Data | Protected Data | Residential | Solar* Rewards | 2017 |  | n/a
Xcel Energy | 85 | 13781 | IOU | 3135621 | 14 | Solar |  |  | Withdrawn | Good Thunder | Protected Data | Protected Data | Protected Data | Residential | Solar* Rewards | 2017 |  | n/a
Xcel Energy | 85 | 13781 | IOU | 3135622 | 10 | Solar |  |  | Withdrawn | Mahtomedi | Protected Data | Protected Data | Protected Data | Residential | Solar* Rewards | 2017 |  | n/a
Xcel Energy | 85 | 13781 | IOU | 3135623 | 20 | Solar |  |  | Withdrawn | Mankato | Protected Data | Protected Data | Protected Data | Residential | Solar* Rewards | 2017 |  | n/a
Xcel Energy | 85 | 13781 | IOU | 3135624 | 8 | Solar |  |  | Withdrawn | Red Wing | Protected Data | Protected Data | Protected Data | Residential | Solar* Rewards | 2017 |  | n/a
Xcel Energy | 85 | 13781 | IOU | 3135625 | 13 | Solar |  |  | Withdrawn | Wayzata | Protected Data | Protected Data | Protected Data | Residential | Solar* Rewards | 2017 |  | n/a
Xcel Energy | 85 | 13781 | IOU | 3135626 | 6 | Solar |  |  | Withdrawn | Minneapolis | Protected Data | Protected Data | Protected Data | Residential | Solar* Rewards | 2017 |  | n/a
Xcel Energy | 85 | 13781 | IOU | 3135627 | 9 | Solar |  |  | Withdrawn | Mound | Protected Data | Protected Data | Protected Data | Residential | Solar* Rewards | 2017 |  | n/a
Xcel Energy | 85 | 13781 | IOU | 3135628 | 3 | Solar |  |  | Withdrawn | Minneapolis | Protected Data | Protected Data | Protected Data | Residential | Solar* Rewards | 2017 |  | n/a
Xcel Energy | 85 | 13781 | IOU | 3135629 | 20 | Solar |  |  | Withdrawn | Clara City | Protected Data | Protected Data | Protected Data | Commercial | Solar* Rewards | 2017 |  | n/a
Xcel Energy | 85 | 13781 | IOU | 3135630 | 15 | Solar |  |  | Withdrawn | Sacred Heart | Protected Data | Protected Data | Protected Data | Commercial | Solar* Rewards | 2017 |  | n/a
Xcel Energy | 85 | 13781 | IOU | 3135631 | 11 | Solar |  |  | Withdrawn | West Concord | Protected Data | Protected Data | Protected Data | Residential | Solar* Rewards | 2017 |  | n/a
Xcel Energy | 85 | 13781 | IOU | 3135632 | 7 | Solar |  |  | Withdrawn | Madison Lake | Protected Data | Protected Data | Protected Data | Residential | Solar* Rewards | 2017 |  | n/a
Xcel Energy | 85 | 13781 | IOU | 3135633 | 18 | Solar |  |  | Withdrawn | Bird Island | Protected Data | Protected Data | Protected Data | Commercial | Solar* Rewards | 2017 |  | n/a
Xcel Energy | 85 | 13781 | IOU | 3135634 | 20 | Solar |  |  | Withdrawn | Glencoe | Protected Data | Protected Data | Protected Data | Commercial | Solar* Rewards | 2017 |  | n/a
Xcel Energy | 85 | 13781 | IOU | 3135635 | 4 | Solar |  |  | Withdrawn | Minneapolis | Protected Data | Protected Data | Protected Data | Residential | Solar* Rewards | 2017 |  | n/a
Xcel Energy | 85 | 13781 | IOU | 3135636 | 18 | Solar |  |  | Withdrawn | Pipestone | Protected Data | Protected Data | Protected Data | Residential | Solar* Rewards | 2017 |  | n/a
Xcel Energy | 85 | 13781 | IOU | 3135637 | 20 | Solar |  |  | Withdrawn | Kimball | Protected Data | Protected Data | Protected Data | Commercial | Solar* Rewards | 2017 |  | n/a
Xcel Energy | 85 | 13781 | IOU | 3135638 | 7 | Solar |  |  | Withdrawn | Minneapolis | Protected Data | Protected Data | Protected Data | Residential | Solar* Rewards | 2017 |  | n/a
Xcel Energy | 85 | 13781 | IOU | 3135639 | 10 | Solar |  |  | Withdrawn | Kimball | Protected Data | Protected Data | Protected Data | Residential | Solar* Rewards | 2017 |  | n/a
Xcel Energy | 85 | 13781 | IOU | 3135640 | 18 | Solar |  |  | Withdrawn | Kimball | Protected Data | Protected Data | Protected Data | Commercial | Solar* Rewards | 2017 |  | n/a
Xcel Energy | 85 | 13781 | IOU | 3135641 | 5 | Solar |  |  | Withdrawn | Minneapolis | Protected Data | Protected Data | Protected Data | Residential | Solar* Rewards | 2017 |  | n/a
Xcel Energy | 85 | 13781 | IOU | 3135642 | 8 | Solar |  |  | Withdrawn | New London | Protected Data | Protected Data | Protected Data | Residential | Solar* Rewards | 2017 |  | n/a
Xcel Energy | 85 | 13781 | IOU | 3135643 | 7 | Solar |  |  | Withdrawn | Monticello | Protected Data | Protected Data | Protected Data | Commercial | Solar* Rewards | 2017 |  | n/a
Xcel Energy | 85 | 13781 | IOU | 3135644 | 20 | Solar |  |  | Withdrawn | Lino Lakes | Protected Data | Protected Data | Protected Data | Commercial | Solar* Rewards | 2017 |  | n/a
Xcel Energy | 85 | 13781 | IOU | 3135645 | 20 | Solar |  |  | Withdrawn | Montevideo | Protected Data | Protected Data | Protected Data | Commercial | Solar* Rewards | 2017 |  | n/a
Xcel Energy | 85 | 13781 | IOU | 3135646 | 20 | Solar |  |  | Withdrawn | Clara City | Protected Data | Protected Data | Protected Data | Commercial | Solar* Rewards | 2017 |  | n/a
Xcel Energy | 85 | 13781 | IOU | 3135647 | 20 | Solar |  |  | Withdrawn | Clara City | Protected Data | Protected Data | Protected Data | Commercial | Solar* Rewards | 2017 |  | n/a
Xcel Energy | 85 | 13781 | IOU | 3135648 | 1 | Solar |  |  | Withdrawn | Shafer | Protected Data | Protected Data | Protected Data | Residential | Solar* Rewards | 2017 |  | n/a
Xcel Energy | 85 | 13781 | IOU | 3135649 | 20 | Solar |  |  | Withdrawn | Mankato | Protected Data | Protected Data | Protected Data | Commercial | Solar* Rewards | 2017 |  | n/a
Xcel Energy | 85 | 13781 | IOU | 3135650 | 10 | Solar |  |  | Withdrawn | Stillwater | Protected Data | Protected Data | Protected Data | Residential | Solar* Rewards | 2017 |  | n/a
Xcel Energy | 85 | 13781 | IOU | 3135651 | 9 | Solar |  |  | Withdrawn | Saint Paul | Protected Data | Protected Data | Protected Data | Residential | Solar* Rewards | 2017 |  | n/a
Xcel Energy | 85 | 13781 | IOU | 3135652 | 20 | Solar |  |  | Withdrawn | Sacred Heart | Protected Data | Protected Data | Protected Data | Residential | Solar* Rewards | 2017 |  | n/a
Xcel Energy | 85 | 13781 | IOU | 3135653 | 20 | Solar |  |  | Withdrawn | Glenwood | Protected Data | Protected Data | Protected Data | Commercial | Solar* Rewards | 2017 |  | n/a
Xcel Energy | 85 | 13781 | IOU | 3135654 | 20 | Solar |  |  | Withdrawn | Saint Paul | Protected Data | Protected Data | Protected Data | Commercial | Solar* Rewards | 2017 |  | n/a
Xcel Energy | 85 | 13781 | IOU | 3135655 | 20 | Solar |  |  | Withdrawn | Tracy | Protected Data | Protected Data | Protected Data | Commercial | Solar* Rewards | 2017 |  | n/a
Xcel Energy | 85 | 13781 | IOU | 3135656 | 20 | Solar |  |  | Withdrawn | Maplewood | Protected Data | Protected Data | Protected Data | Commercial | Solar* Rewards | 2017 |  | n/a
Xcel Energy | 85 | 13781 | IOU | 3135657 | 20 | Solar |  |  | Withdrawn | Saint Paul | Protected Data | Protected Data | Protected Data | Commercial | Solar* Rewards | 2017 |  | n/a
Xcel Energy | 85 | 13781 | IOU | 3135658 | 20 | Solar |  |  | Withdrawn | Maplewood | Protected Data | Protected Data | Protected Data | Commercial | Solar* Rewards | 2017 |  | n/a
Xcel Energy | 85 | 13781 | IOU | 3135659 | 20 | Solar |  |  | Withdrawn | White Bear Lake | Protected Data | Protected Data | Protected Data | Commercial | Solar* Rewards | 2017 |  | n/a
Xcel Energy | 85 | 13781 | IOU | 3135660 | 20 | Solar |  |  | Withdrawn | Vadnais Heights | Protected Data | Protected Data | Protected Data | Commercial | Solar* Rewards | 2017 |  | n/a
Xcel Energy | 85 | 13781 | IOU | 3135661 | 0 | Solar |  |  | Withdrawn | White Bear Lake | Protected Data | Protected Data | Protected Data | Commercial | Solar* Rewards | 2017 |  | n/a
Xcel Energy | 85 | 13781 | IOU | 3135662 | 7 | Solar |  |  | Withdrawn | Waconia | Protected Data | Protected Data | Protected Data | Residential | Solar* Rewards | 2017 |  | n/a
Xcel Energy | 85 | 13781 | IOU | 3135663 | 0 | Solar |  |  | Withdrawn | Minneapolis | Protected Data | Protected Data | Protected Data | Residential | Solar* Rewards | 2017 |  | n/a
Xcel Energy | 85 | 13781 | IOU | 3135664 | 0 | Solar |  |  | Withdrawn | Minneapolis | Protected Data | Protected Data | Protected Data | Residential | Made In MN | 2017 |  | n/a
Xcel Energy | 85 | 13781 | IOU | 3135665 | 20 | Solar |  |  | Withdrawn | Brooklyn Park | Protected Data | Protected Data | Protected Data | Commercial | Solar* Rewards | 2017 |  | n/a
Xcel Energy | 85 | 13781 | IOU | 3135666 | 2 | Solar |  |  | Withdrawn | Saint Paul | Protected Data | Protected Data | Protected Data | Residential | Solar* Rewards | 2017 |  | n/a
Xcel Energy | 85 | 13781 | IOU | 3135667 | 8 | Solar |  |  | Withdrawn | Wayzata | Protected Data | Protected Data | Protected Data | Residential | Solar* Rewards | 2017 |  | n/a
Xcel Energy | 85 | 13781 | IOU | 3135668 | 40 | Solar |  |  | Withdrawn | Eden Prairie | Protected Data | Protected Data | Protected Data | Commercial | Made In MN | 2017 |  | n/a
Xcel Energy | 85 | 13781 | IOU | 3135669 | 40 | Solar |  |  | Withdrawn | Ruthton | Protected Data | Protected Data | Protected Data | Commercial | Made In MN | 2017 |  | n/a
Xcel Energy | 85 | 13781 | IOU | 3135670 | 0 | Solar |  |  | Withdrawn | Ruthton | Protected Data | Protected Data | Protected Data | Residential | n/a | 2017 |  | n/a
Xcel Energy | 85 | 13781 | IOU | 3135671 | 5 | Solar |  |  | Withdrawn | Delano | Protected Data | Protected Data | Protected Data | Residential | n/a | 2017 |  | n/a
Xcel Energy | 85 | 13781 | IOU | 3135672 | 4 | Solar |  |  | Withdrawn | Minneapolis | Protected Data | Protected Data | Protected Data | Residential | n/a | 2017 |  | n/a
Xcel Energy | 85 | 13781 | IOU | 3135673 | 40 | Solar |  |  | Withdrawn | New Hope | Protected Data | Protected Data | Protected Data | Commercial | Made In MN | 2017 |  | n/a
Xcel Energy | 85 | 13781 | IOU | 3135674 | 0 | Solar |  |  | Withdrawn | Rogers | Protected Data | Protected Data | Protected Data | Commercial | Made In MN | 2017 |  | n/a
Xcel Energy | 85 | 13781 | IOU | 3135675 | 40 | Solar |  |  | Withdrawn | Saint Paul | Protected Data | Protected Data | Protected Data | Commercial | Made In MN | 2017 |  | n/a
Xcel Energy | 85 | 13781 | IOU | 3135676 | 35 | Solar |  |  | Withdrawn | New Brighton | Protected Data | Protected Data | Protected Data | Commercial | Made In MN | 2017 |  | n/a
Xcel Energy | 85 | 13781 | IOU | 3135677 | 39 | Solar |  |  | Withdrawn | Shoreview | Protected Data | Protected Data | Protected Data | Commercial | Made In MN | 2017 |  | n/a
Xcel Energy | 85 | 13781 | IOU | 3135678 | 30 | Solar |  |  | Withdrawn | Stillwater | Protected Data | Protected Data | Protected Data | Commercial | Made In MN | 2017 |  | n/a
Xcel Energy | 85 | 13781 | IOU | 3135679 | 39 | Solar |  |  | Withdrawn | Saint Bonifacius | Protected Data | Protected Data | Protected Data | Commercial | Made In MN | 2017 |  | n/a
Xcel Energy | 85 | 13781 | IOU | 3135680 | 17 | Solar |  |  | Withdrawn | Mankato | Protected Data | Protected Data | Protected Data | Commercial | n/a | 2017 |  | n/a
Xcel Energy | 85 | 13781 | IOU | 3135681 | 43 | Solar |  |  | Withdrawn | Saint Cloud | Protected Data | Protected Data | Protected Data | Commercial | n/a | 2017 |  | n/a
Xcel Energy | 85 | 13781 | IOU | 3135682 | 0 | Solar |  |  | Withdrawn | Minneapolis | Protected Data | Protected Data | Protected Data | Commercial | Made In MN | 2017 |  | n/a
Xcel Energy | 85 | 13781 | IOU | 3135683 | 0 | Solar |  |  | Withdrawn | Minneapolis | Protected Data | Protected Data | Protected Data | Commercial | Made In MN | 2017 |  | n/a
Xcel Energy | 85 | 13781 | IOU | 3135684 | 0 | Solar |  |  | Withdrawn | Minneapolis | Protected Data | Protected Data | Protected Data | Commercial | Made In MN | 2017 |  | n/a
Xcel Energy | 85 | 13781 | IOU | 3135685 | 40 | Solar |  |  | Withdrawn | Winona | Protected Data | Protected Data | Protected Data | Commercial | Made In MN | 2017 |  | n/a
Xcel Energy | 85 | 13781 | IOU | 3135686 | 9 | Solar |  |  | Withdrawn | Stacy | Protected Data | Protected Data | Protected Data | Commercial | Made In MN | 2017 |  | n/a
Xcel Energy | 85 | 13781 | IOU | 3135687 | 14 | Solar |  |  | Withdrawn | La Crescent | Protected Data | Protected Data | Protected Data | Commercial | Made In MN | 2017 |  | n/a
Xcel Energy | 85 | 13781 | IOU | 3135688 | 10 | Solar |  |  | Withdrawn | Oakdale | Protected Data | Protected Data | Protected Data | Residential | Made In MN | 2017 |  | n/a
Xcel Energy | 85 | 13781 | IOU | 3135689 | 40 | Solar |  |  | Withdrawn | Minnetonka | Protected Data | Protected Data | Protected Data | Commercial | Made In MN | 2017 |  | n/a
Xcel Energy | 85 | 13781 | IOU | 3135690 | 40 | Solar |  |  | Withdrawn | Monticello | Protected Data | Protected Data | Protected Data | Commercial | Made In MN | 2017 |  | n/a
Xcel Energy | 85 | 13781 | IOU | 3135691 | 7 | Solar |  |  | Withdrawn | Bloomington | Protected Data | Protected Data | Protected Data | Residential | Made In MN | 2017 |  | n/a
Xcel Energy | 85 | 13781 | IOU | 3135692 | 3 | Solar |  |  | Withdrawn | Saint Paul | Protected Data | Protected Data | Protected Data | Residential | Made In MN | 2017 |  | n/a
Xcel Energy | 85 | 13781 | IOU | 3135693 | 40 | Solar |  |  | Withdrawn | Cannon Falls | Protected Data | Protected Data | Protected Data | Commercial | Made In MN | 2017 |  | n/a
Xcel Energy | 85 | 13781 | IOU | 3135694 | 24 | Solar |  |  | Withdrawn | Stillwater | Protected Data | Protected Data | Protected Data | Commercial | Made In MN | 2017 |  | n/a
Xcel Energy | 85 | 13781 | IOU | 3135695 | 5 | Solar |  |  | Withdrawn | Saint Paul | Protected Data | Protected Data | Protected Data | Residential | Made In MN | 2017 |  | n/a
Xcel Energy | 85 | 13781 | IOU | 3135696 | 10 | Solar |  |  | Withdrawn | Saint Michael | Protected Data | Protected Data | Protected Data | Residential | Made In MN | 2017 |  | n/a
Xcel Energy | 85 | 13781 | IOU | 3135697 | 19 | Solar |  |  | Withdrawn | Arden Hills | Protected Data | Protected Data | Protected Data | Commercial | Made In MN | 2017 |  | n/a
Xcel Energy | 85 | 13781 | IOU | 3135698 | 14 | Solar |  |  | Withdrawn | Minneapolis | Protected Data | Protected Data | Protected Data | Residential | Made In MN | 2017 |  | n/a
Xcel Energy | 85 | 13781 | IOU | 3135699 | 8 | Solar |  |  | Withdrawn | Dundas | Protected Data | Protected Data | Protected Data | Commercial | Solar* Rewards | 2018 |  | n/a
Xcel Energy | 85 | 13781 | IOU | 3135700 | 20 | Solar |  |  | Withdrawn | Minneapolis | Protected Data | Protected Data | Protected Data | Commercial | Solar* Rewards | 2018 |  | n/a
Xcel Energy | 85 | 13781 | IOU | 3135701 | 20 | Solar |  |  | Withdrawn | Minneapolis | Protected Data | Protected Data | Protected Data | Commercial | Solar* Rewards | 2018 |  | n/a
Xcel Energy | 85 | 13781 | IOU | 3135702 | 20 | Solar |  |  | Withdrawn | Monticello | Protected Data | Protected Data | Protected Data | Commercial | Solar* Rewards | 2018 |  | n/a
Xcel Energy | 85 | 13781 | IOU | 3135703 | 0 | Solar |  |  | Withdrawn | Minneapolis | Protected Data | Protected Data | Protected Data | Commercial | Solar* Rewards | 2018 |  | n/a
Xcel Energy | 85 | 13781 | IOU | 3135704 | 0 | Solar |  |  | Withdrawn | Minneapolis | Protected Data | Protected Data | Protected Data | Commercial | Solar* Rewards | 2018 |  | n/a
Xcel Energy | 85 | 13781 | IOU | 3135705 | 20 | Solar |  |  | Withdrawn | Minneapolis | Protected Data | Protected Data | Protected Data | Commercial | Solar* Rewards | 2018 |  | n/a
Xcel Energy | 85 | 13781 | IOU | 3135706 | 20 | Solar |  |  | Withdrawn | Eden Prairie | Protected Data | Protected Data | Protected Data | Commercial | Solar* Rewards | 2018 |  | n/a
Xcel Energy | 85 | 13781 | IOU | 3135707 | 20 | Solar |  |  | Withdrawn | Crystal | Protected Data | Protected Data | Protected Data | Commercial | Solar* Rewards | 2018 |  | n/a
Xcel Energy | 85 | 13781 | IOU | 3135708 | 20 | Solar |  |  | Withdrawn | Minneapolis | Protected Data | Protected Data | Protected Data | Commercial | Solar* Rewards | 2018 |  | n/a
Xcel Energy | 85 | 13781 | IOU | 3135709 | 20 | Solar |  |  | Withdrawn | Minneapolis | Protected Data | Protected Data | Protected Data | Commercial | Solar* Rewards | 2018 |  | n/a
Xcel Energy | 85 | 13781 | IOU | 3135710 | 20 | Solar |  |  | Withdrawn | Minneapolis | Protected Data | Protected Data | Protected Data | Commercial | Solar* Rewards | 2018 |  | n/a
Xcel Energy | 85 | 13781 | IOU | 3135711 | 20 | Solar |  |  | Withdrawn | La Crescent | Protected Data | Protected Data | Protected Data | Commercial | Solar* Rewards | 2018 |  | n/a
Xcel Energy | 85 | 13781 | IOU | 3135712 | 20 | Solar |  |  | Withdrawn | Minneapolis | Protected Data | Protected Data | Protected Data | Commercial | Solar* Rewards | 2018 |  | n/a
Xcel Energy | 85 | 13781 | IOU | 3135713 | 20 | Solar |  |  | Withdrawn | La Crescent | Protected Data | Protected Data | Protected Data | Commercial | Solar* Rewards | 2018 |  | n/a
Xcel Energy | 85 | 13781 | IOU | 3135714 | 20 | Solar |  |  | Withdrawn | La Crescent | Protected Data | Protected Data | Protected Data | Commercial | Solar* Rewards | 2018 |  | n/a
Xcel Energy | 85 | 13781 | IOU | 3135715 | 20 | Solar |  |  | Withdrawn | Richfield | Protected Data | Protected Data | Protected Data | Commercial | Solar* Rewards | 2018 |  | n/a
Xcel Energy | 85 | 13781 | IOU | 3135716 | 20 | Solar |  |  | Withdrawn | Inver Grove Heights | Protected Data | Protected Data | Protected Data | Commercial | Solar* Rewards | 2018 |  | n/a
Xcel Energy | 85 | 13781 | IOU | 3135717 | 20 | Solar |  |  | Withdrawn | Richfield | Protected Data | Protected Data | Protected Data | Commercial | Solar* Rewards | 2018 |  | n/a
Xcel Energy | 85 | 13781 | IOU | 3135718 | 20 | Solar |  |  | Withdrawn | New Hope | Protected Data | Protected Data | Protected Data | Commercial | Solar* Rewards | 2018 |  | n/a
Xcel Energy | 85 | 13781 | IOU | 3135719 | 20 | Solar |  |  | Withdrawn | Richfield | Protected Data | Protected Data | Protected Data | Commercial | Solar* Rewards | 2018 |  | n/a
Xcel Energy | 85 | 13781 | IOU | 3135720 | 20 | Solar |  |  | Withdrawn | La Crescent | Protected Data | Protected Data | Protected Data | Commercial | Solar* Rewards | 2018 |  | n/a
Xcel Energy | 85 | 13781 | IOU | 3135721 | 20 | Solar |  |  | Withdrawn | La Crescent | Protected Data | Protected Data | Protected Data | Commercial | Solar* Rewards | 2018 |  | n/a
Xcel Energy | 85 | 13781 | IOU | 3135722 | 20 | Solar |  |  | Withdrawn | Richfield | Protected Data | Protected Data | Protected Data | Commercial | Solar* Rewards | 2018 |  | n/a
Xcel Energy | 85 | 13781 | IOU | 3135723 | 20 | Solar |  |  | Withdrawn | La Crescent | Protected Data | Protected Data | Protected Data | Commercial | Solar* Rewards | 2018 |  | n/a
Xcel Energy | 85 | 13781 | IOU | 3135724 | 20 | Solar |  |  | Withdrawn | Minnesota City | Protected Data | Protected Data | Protected Data | Commercial | Solar* Rewards | 2018 |  | n/a
Xcel Energy | 85 | 13781 | IOU | 3135725 | 20 | Solar |  |  | Withdrawn | White Bear Lake | Protected Data | Protected Data | Protected Data | Commercial | Solar* Rewards | 2018 |  | n/a
Xcel Energy | 85 | 13781 | IOU | 3135726 | 20 | Solar |  |  | Withdrawn | Saint Paul | Protected Data | Protected Data | Protected Data | Commercial | Solar* Rewards | 2018 |  | n/a
Xcel Energy | 85 | 13781 | IOU | 3135727 | 20 | Solar |  |  | Withdrawn | White Bear Lake | Protected Data | Protected Data | Protected Data | Commercial | Solar* Rewards | 2018 |  | n/a
Xcel Energy | 85 | 13781 | IOU | 3135728 | 20 | Solar |  |  | Withdrawn | Wabasha | Protected Data | Protected Data | Protected Data | Commercial | Solar* Rewards | 2018 |  | n/a
Xcel Energy | 85 | 13781 | IOU | 3135729 | 20 | Solar |  |  | Withdrawn | White Bear Lake | Protected Data | Protected Data | Protected Data | Commercial | Solar* Rewards | 2018 |  | n/a
Xcel Energy | 85 | 13781 | IOU | 3135730 | 20 | Solar |  |  | Withdrawn | Shorewood | Protected Data | Protected Data | Protected Data | Commercial | Solar* Rewards | 2018 |  | n/a
Xcel Energy | 85 | 13781 | IOU | 3135731 | 14 | Solar |  |  | Withdrawn | Wayzata | Protected Data | Protected Data | Protected Data | Residential | Solar* Rewards | 2018 |  | n/a
Xcel Energy | 85 | 13781 | IOU | 3135732 | 20 | Solar |  |  | Withdrawn | Saint Paul | Protected Data | Protected Data | Protected Data | Commercial | Solar* Rewards | 2018 |  | n/a
Xcel Energy | 85 | 13781 | IOU | 3135733 | 20 | Solar |  |  | Withdrawn | Newport | Protected Data | Protected Data | Protected Data | Commercial | Solar* Rewards | 2018 |  | n/a
Xcel Energy | 85 | 13781 | IOU | 3135734 | 20 | Solar |  |  | Withdrawn | Roseville | Protected Data | Protected Data | Protected Data | Commercial | Solar* Rewards | 2018 |  | n/a
Xcel Energy | 85 | 13781 | IOU | 3135735 | 20 | Solar |  |  | Withdrawn | Columbia Heights | Protected Data | Protected Data | Protected Data | Commercial | Solar* Rewards | 2018 |  | n/a
Xcel Energy | 85 | 13781 | IOU | 3135736 | 20 | Solar |  |  | Withdrawn | Mankato | Protected Data | Protected Data | Protected Data | Commercial | Solar* Rewards | 2018 |  | n/a
Xcel Energy | 85 | 13781 | IOU | 3135737 | 20 | Solar |  |  | Withdrawn | Minneapolis | Protected Data | Protected Data | Protected Data | Commercial | Solar* Rewards | 2018 |  | n/a
Xcel Energy | 85 | 13781 | IOU | 3135738 | 20 | Solar |  |  | Withdrawn | Forest Lake | Protected Data | Protected Data | Protected Data | Commercial | Solar* Rewards | 2018 |  | n/a
Xcel Energy | 85 | 13781 | IOU | 3135739 | 20 | Solar |  |  | Withdrawn | Minneapolis | Protected Data | Protected Data | Protected Data | Commercial | Solar* Rewards | 2018 |  | n/a
Xcel Energy | 85 | 13781 | IOU | 3135740 | 20 | Solar |  |  | Withdrawn | Minneapolis | Protected Data | Protected Data | Protected Data | Commercial | Solar* Rewards | 2018 |  | n/a
Xcel Energy | 85 | 13781 | IOU | 3135741 | 20 | Solar |  |  | Withdrawn | Maple Grove | Protected Data | Protected Data | Protected Data | Commercial | Solar* Rewards | 2018 |  | n/a
Xcel Energy | 85 | 13781 | IOU | 3135742 | 12 | Solar |  |  | Withdrawn | Wabasha | Protected Data | Protected Data | Protected Data | Residential | Solar* Rewards | 2018 |  | n/a
Xcel Energy | 85 | 13781 | IOU | 3135743 | 20 | Solar |  |  | Withdrawn | Cottage Grove | Protected Data | Protected Data | Protected Data | Commercial | Solar* Rewards | 2018 |  | n/a
Xcel Energy | 85 | 13781 | IOU | 3135744 | 20 | Solar |  |  | Withdrawn | Saint Paul | Protected Data | Protected Data | Protected Data | Commercial | Solar* Rewards | 2018 |  | n/a
Xcel Energy | 85 | 13781 | IOU | 3135745 | 20 | Solar |  |  | Withdrawn | Minneapolis | Protected Data | Protected Data | Protected Data | Commercial | Solar* Rewards | 2018 |  | n/a
Xcel Energy | 85 | 13781 | IOU | 3135746 | 20 | Solar |  |  | Withdrawn | Cottage Grove | Protected Data | Protected Data | Protected Data | Commercial | Solar* Rewards | 2018 |  | n/a
Xcel Energy | 85 | 13781 | IOU | 3135747 | 16 | Solar |  |  | Withdrawn | Saint Paul | Protected Data | Protected Data | Protected Data | Commercial | Solar* Rewards | 2018 |  | n/a
Xcel Energy | 85 | 13781 | IOU | 3135748 | 20 | Solar |  |  | Withdrawn | Faribault | Protected Data | Protected Data | Protected Data | Commercial | Solar* Rewards | 2018 |  | n/a
Xcel Energy | 85 | 13781 | IOU | 3135749 | 20 | Solar |  |  | Withdrawn | Maple Grove | Protected Data | Protected Data | Protected Data | Commercial | Solar* Rewards | 2018 |  | n/a
Xcel Energy | 85 | 13781 | IOU | 3135750 | 20 | Solar |  |  | Withdrawn | Faribault | Protected Data | Protected Data | Protected Data | Commercial | Solar* Rewards | 2018 |  | n/a
Xcel Energy | 85 | 13781 | IOU | 3135751 | 20 | Solar |  |  | Withdrawn | Maple Grove | Protected Data | Protected Data | Protected Data | Commercial | Solar* Rewards | 2018 |  | n/a
Xcel Energy | 85 | 13781 | IOU | 3135752 | 20 | Solar |  |  | Withdrawn | Faribault | Protected Data | Protected Data | Protected Data | Commercial | Solar* Rewards | 2018 |  | n/a
Xcel Energy | 85 | 13781 | IOU | 3135753 | 4 | Solar |  |  | Withdrawn | Saint Louis Park | Protected Data | Protected Data | Protected Data | Commercial | Solar* Rewards | 2018 |  | n/a
Xcel Energy | 85 | 13781 | IOU | 3135754 | 20 | Solar |  |  | Withdrawn | Maple Grove | Protected Data | Protected Data | Protected Data | Commercial | Solar* Rewards | 2018 |  | n/a
Xcel Energy | 85 | 13781 | IOU | 3135755 | 20 | Solar |  |  | Withdrawn | Faribault | Protected Data | Protected Data | Protected Data | Commercial | Solar* Rewards | 2018 |  | n/a
Xcel Energy | 85 | 13781 | IOU | 3135756 | 5 | Solar |  |  | Withdrawn | Minneapolis | Protected Data | Protected Data | Protected Data | Residential | Solar* Rewards | 2018 |  | n/a
Xcel Energy | 85 | 13781 | IOU | 3135757 | 20 | Solar |  |  | Withdrawn | Faribault | Protected Data | Protected Data | Protected Data | Commercial | Solar* Rewards | 2018 |  | n/a
Xcel Energy | 85 | 13781 | IOU | 3135758 | 20 | Solar |  |  | Withdrawn | Maple Grove | Protected Data | Protected Data | Protected Data | Commercial | Solar* Rewards | 2018 |  | n/a
Xcel Energy | 85 | 13781 | IOU | 3135759 | 20 | Solar |  |  | Withdrawn | Maple Grove | Protected Data | Protected Data | Protected Data | Commercial | Solar* Rewards | 2018 |  | n/a
Xcel Energy | 85 | 13781 | IOU | 3135760 | 20 | Solar |  |  | Withdrawn | Faribault | Protected Data | Protected Data | Protected Data | Commercial | Solar* Rewards | 2018 |  | n/a
Xcel Energy | 85 | 13781 | IOU | 3135761 | 20 | Solar |  |  | Withdrawn | Maple Grove | Protected Data | Protected Data | Protected Data | Commercial | Solar* Rewards | 2018 |  | n/a
Xcel Energy | 85 | 13781 | IOU | 3135762 | 20 | Solar |  |  | Withdrawn | Faribault | Protected Data | Protected Data | Protected Data | Commercial | Solar* Rewards | 2018 |  | n/a
Xcel Energy | 85 | 13781 | IOU | 3135763 | 20 | Solar |  |  | Withdrawn | Faribault | Protected Data | Protected Data | Protected Data | Commercial | Solar* Rewards | 2018 |  | n/a
Xcel Energy | 85 | 13781 | IOU | 3135764 | 20 | Solar |  |  | Withdrawn | Maple Grove | Protected Data | Protected Data | Protected Data | Commercial | Solar* Rewards | 2018 |  | n/a
Xcel Energy | 85 | 13781 | IOU | 3135765 | 20 | Solar |  |  | Withdrawn | Faribault | Protected Data | Protected Data | Protected Data | Commercial | Solar* Rewards | 2018 |  | n/a
Xcel Energy | 85 | 13781 | IOU | 3135766 | 20 | Solar |  |  | Withdrawn | Osseo | Protected Data | Protected Data | Protected Data | Commercial | Solar* Rewards | 2018 |  | n/a
Xcel Energy | 85 | 13781 | IOU | 3135767 | 20 | Solar |  |  | Withdrawn | Osseo | Protected Data | Protected Data | Protected Data | Commercial | Solar* Rewards | 2018 |  | n/a
Xcel Energy | 85 | 13781 | IOU | 3135768 | 20 | Solar |  |  | Withdrawn | Mankato | Protected Data | Protected Data | Protected Data | Commercial | Solar* Rewards | 2018 |  | n/a
Xcel Energy | 85 | 13781 | IOU | 3135769 | 2 | Solar |  |  | Withdrawn | Zumbrota | Protected Data | Protected Data | Protected Data | Residential | Solar* Rewards | 2018 |  | n/a
Xcel Energy | 85 | 13781 | IOU | 3135770 | 20 | Solar |  |  | Withdrawn | Mendota Heights | Protected Data | Protected Data | Protected Data | Commercial | Solar* Rewards | 2018 |  | n/a
Xcel Energy | 85 | 13781 | IOU | 3135771 | 2 | Solar |  |  | Withdrawn | Minneapolis | Protected Data | Protected Data | Protected Data | Residential | Solar* Rewards | 2018 |  | n/a
Xcel Energy | 85 | 13781 | IOU | 3135772 | 20 | Solar |  |  | Withdrawn | Rosemount | Protected Data | Protected Data | Protected Data | Commercial | Solar* Rewards | 2018 |  | n/a
Xcel Energy | 85 | 13781 | IOU | 3135773 | 20 | Solar |  |  | Withdrawn | Northfield | Protected Data | Protected Data | Protected Data | Commercial | Solar* Rewards | 2018 |  | n/a
Xcel Energy | 85 | 13781 | IOU | 3135774 | 20 | Solar |  |  | Withdrawn | Saint Paul | Protected Data | Protected Data | Protected Data | Commercial | Solar* Rewards | 2018 |  | n/a
Xcel Energy | 85 | 13781 | IOU | 3135775 | 20 | Solar |  |  | Withdrawn | Rogers | Protected Data | Protected Data | Protected Data | Commercial | Solar* Rewards | 2018 |  | n/a
Xcel Energy | 85 | 13781 | IOU | 3135776 | 11 | Solar |  |  | Withdrawn | New Brighton | Protected Data | Protected Data | Protected Data | Residential | Solar* Rewards | 2018 |  | n/a
Xcel Energy | 85 | 13781 | IOU | 3135777 | 20 | Solar |  |  | Withdrawn | Fridley | Protected Data | Protected Data | Protected Data | Commercial | Solar* Rewards | 2018 |  | n/a
Xcel Energy | 85 | 13781 | IOU | 3135778 | 20 | Solar |  |  | Withdrawn | Minneapolis | Protected Data | Protected Data | Protected Data | Commercial | Solar* Rewards | 2018 |  | n/a
Xcel Energy | 85 | 13781 | IOU | 3135779 | 20 | Solar |  |  | Withdrawn | Saint Cloud | Protected Data | Protected Data | Protected Data | Commercial | Solar* Rewards | 2018 |  | n/a
Xcel Energy | 85 | 13781 | IOU | 3135780 | 20 | Solar |  |  | Withdrawn | Saint Cloud | Protected Data | Protected Data | Protected Data | Commercial | Solar* Rewards | 2018 |  | n/a
Xcel Energy | 85 | 13781 | IOU | 3135781 | 20 | Solar |  |  | Withdrawn | Kimball | Protected Data | Protected Data | Protected Data | Commercial | Solar* Rewards | 2018 |  | n/a
Xcel Energy | 85 | 13781 | IOU | 3135782 | 4 | Solar |  |  | Withdrawn | Minneapolis | Protected Data | Protected Data | Protected Data | Residential | Solar* Rewards | 2018 |  | n/a
Xcel Energy | 85 | 13781 | IOU | 3135783 | 20 | Solar |  |  | Withdrawn | Kimball | Protected Data | Protected Data | Protected Data | Commercial | Solar* Rewards | 2018 |  | n/a
Xcel Energy | 85 | 13781 | IOU | 3135784 | 20 | Solar |  |  | Withdrawn | Fridley | Protected Data | Protected Data | Protected Data | Commercial | Solar* Rewards | 2018 |  | n/a
Xcel Energy | 85 | 13781 | IOU | 3135785 | 3 | Solar |  |  | Withdrawn | Falcon Heights | Protected Data | Protected Data | Protected Data | Residential | Solar* Rewards | 2018 |  | n/a
Xcel Energy | 85 | 13781 | IOU | 3135786 | 20 | Solar |  |  | Withdrawn | Rogers | Protected Data | Protected Data | Protected Data | Commercial | Solar* Rewards | 2018 |  | n/a
Xcel Energy | 85 | 13781 | IOU | 3135787 | 20 | Solar |  |  | Withdrawn | Elko New Market | Protected Data | Protected Data | Protected Data | Commercial | Solar* Rewards | 2018 |  | n/a
Xcel Energy | 85 | 13781 | IOU | 3135788 | 20 | Solar |  |  | Withdrawn | Elko New Market | Protected Data | Protected Data | Protected Data | Commercial | Solar* Rewards | 2018 |  | n/a
Xcel Energy | 85 | 13781 | IOU | 3135789 | 20 | Solar |  |  | Withdrawn | Minneapolis | Protected Data | Protected Data | Protected Data | Commercial | Solar* Rewards | 2018 |  | n/a
Xcel Energy | 85 | 13781 | IOU | 3135790 | 20 | Solar |  |  | Withdrawn | Saint Paul | Protected Data | Protected Data | Protected Data | Commercial | Solar* Rewards | 2018 |  | n/a
Xcel Energy | 85 | 13781 | IOU | 3135791 | 20 | Solar |  |  | Withdrawn | Saint Paul | Protected Data | Protected Data | Protected Data | Commercial | Solar* Rewards | 2018 |  | n/a
Xcel Energy | 85 | 13781 | IOU | 3135792 | 20 | Solar |  |  | Withdrawn | Saint Paul | Protected Data | Protected Data | Protected Data | Commercial | Solar* Rewards | 2018 |  | n/a
Xcel Energy | 85 | 13781 | IOU | 3135793 | 20 | Solar |  |  | Withdrawn | Roseville | Protected Data | Protected Data | Protected Data | Commercial | Solar* Rewards | 2018 |  | n/a
Xcel Energy | 85 | 13781 | IOU | 3135794 | 20 | Solar |  |  | Withdrawn | Tracy | Protected Data | Protected Data | Protected Data | Commercial | Solar* Rewards | 2018 |  | n/a
Xcel Energy | 85 | 13781 | IOU | 3135795 | 20 | Solar |  |  | Withdrawn | Shoreview | Protected Data | Protected Data | Protected Data | Commercial | Solar* Rewards | 2018 |  | n/a
Xcel Energy | 85 | 13781 | IOU | 3135796 | 20 | Solar |  |  | Withdrawn | Eden Prairie | Protected Data | Protected Data | Protected Data | Commercial | Solar* Rewards | 2018 |  | n/a
Xcel Energy | 85 | 13781 | IOU | 3135797 | 20 | Solar |  |  | Withdrawn | Wyoming | Protected Data | Protected Data | Protected Data | Commercial | Solar* Rewards | 2018 |  | n/a
Xcel Energy | 85 | 13781 | IOU | 3135798 | 20 | Solar |  |  | Withdrawn | Saint Paul | Protected Data | Protected Data | Protected Data | Commercial | Solar* Rewards | 2018 |  | n/a
Xcel Energy | 85 | 13781 | IOU | 3135799 | 20 | Solar |  |  | Withdrawn | Saint Paul | Protected Data | Protected Data | Protected Data | Commercial | Solar* Rewards | 2018 |  | n/a
Xcel Energy | 85 | 13781 | IOU | 3135800 | 20 | Solar |  |  | Withdrawn | Bloomington | Protected Data | Protected Data | Protected Data | Commercial | Solar* Rewards | 2018 |  | n/a
Xcel Energy | 85 | 13781 | IOU | 3135801 | 0 | Solar |  |  | Withdrawn | Wayzata | Protected Data | Protected Data | Protected Data | Residential | Solar* Rewards | 2018 |  | n/a
Xcel Energy | 85 | 13781 | IOU | 3135802 | 20 | Solar |  |  | Withdrawn | Minneapolis | Protected Data | Protected Data | Protected Data | Commercial | Solar* Rewards | 2018 |  | n/a
Xcel Energy | 85 | 13781 | IOU | 3135803 | 10 | Solar |  |  | Withdrawn | Wayzata | Protected Data | Protected Data | Protected Data | Residential | Solar* Rewards | 2018 |  | n/a
Xcel Energy | 85 | 13781 | IOU | 3135804 | 0 | Solar |  |  | Withdrawn | Wayzata | Protected Data | Protected Data | Protected Data | Residential | Solar* Rewards | 2018 |  | n/a
Xcel Energy | 85 | 13781 | IOU | 3135805 | 0 | Solar |  |  | Withdrawn | Wayzata | Protected Data | Protected Data | Protected Data | Residential | Solar* Rewards | 2018 |  | n/a
Xcel Energy | 85 | 13781 | IOU | 3135806 | 0 | Solar |  |  | Withdrawn | Saint Paul | Protected Data | Protected Data | Protected Data | Residential | Solar* Rewards | 2018 |  | n/a
Xcel Energy | 85 | 13781 | IOU | 3135807 | 8 | Solar |  |  | Withdrawn | Maple Grove | Protected Data | Protected Data | Protected Data | Residential | Solar* Rewards | 2018 |  | n/a
Xcel Energy | 85 | 13781 | IOU | 3135808 | 20 | Solar |  |  | Withdrawn | Minneapolis | Protected Data | Protected Data | Protected Data | Commercial | Solar* Rewards | 2018 |  | n/a
Xcel Energy | 85 | 13781 | IOU | 3135809 | 20 | Solar |  |  | Withdrawn | Saint Paul | Protected Data | Protected Data | Protected Data | Commercial | Solar* Rewards | 2018 |  | n/a
Xcel Energy | 85 | 13781 | IOU | 3135810 | 20 | Solar |  |  | Withdrawn | Hastings | Protected Data | Protected Data | Protected Data | Commercial | Solar* Rewards | 2018 |  | n/a
Xcel Energy | 85 | 13781 | IOU | 3135811 | 10 | Solar |  |  | Withdrawn | Shoreview | Protected Data | Protected Data | Protected Data | Residential | Solar* Rewards | 2018 |  | n/a
Xcel Energy | 85 | 13781 | IOU | 3135812 | 20 | Solar |  |  | Withdrawn | White Bear Lake | Protected Data | Protected Data | Protected Data | Commercial | Solar* Rewards | 2018 |  | n/a
Xcel Energy | 85 | 13781 | IOU | 3135813 | 20 | Solar |  |  | Withdrawn | Maple Grove | Protected Data | Protected Data | Protected Data | Commercial | Solar* Rewards | 2018 |  | n/a
Xcel Energy | 85 | 13781 | IOU | 3135814 | 20 | Solar |  |  | Withdrawn | Minneapolis | Protected Data | Protected Data | Protected Data | Commercial | Solar* Rewards | 2018 |  | n/a
Xcel Energy | 85 | 13781 | IOU | 3135815 | 20 | Solar |  |  | Withdrawn | New Hope | Protected Data | Protected Data | Protected Data | Commercial | Solar* Rewards | 2018 |  | n/a
Xcel Energy | 85 | 13781 | IOU | 3135816 | 7 | Solar |  |  | Withdrawn | Minneapolis | Protected Data | Protected Data | Protected Data | Residential | Solar* Rewards | 2018 |  | n/a
Xcel Energy | 85 | 13781 | IOU | 3135817 | 20 | Solar |  |  | Withdrawn | Stillwater | Protected Data | Protected Data | Protected Data | Commercial | Solar* Rewards | 2018 |  | n/a
Xcel Energy | 85 | 13781 | IOU | 3135818 | 6 | Solar |  |  | Withdrawn | Saint Paul | Protected Data | Protected Data | Protected Data | Residential | Solar* Rewards | 2018 |  | n/a
Xcel Energy | 85 | 13781 | IOU | 3135819 | 20 | Solar |  |  | Withdrawn | Minneapolis | Protected Data | Protected Data | Protected Data | Residential | Solar* Rewards | 2018 |  | n/a
Xcel Energy | 85 | 13781 | IOU | 3135820 | 11 | Solar |  | X | Withdrawn | Stillwater | Protected Data | Protected Data | Protected Data | Residential | Solar* Rewards | 2018 |  | n/a
Xcel Energy | 85 | 13781 | IOU | 3135821 | 20 | Solar |  |  | Withdrawn | Minneapolis | Protected Data | Protected Data | Protected Data | Commercial | Solar* Rewards | 2018 |  | n/a
Xcel Energy | 85 | 13781 | IOU | 3135822 | 0 | Solar |  |  | Withdrawn | Mahtomedi | Protected Data | Protected Data | Protected Data | Residential | Solar* Rewards | 2018 |  | n/a
Xcel Energy | 85 | 13781 | IOU | 3135823 | 8 | Solar |  |  | Withdrawn | Minneapolis | Protected Data | Protected Data | Protected Data | Commercial | Solar* Rewards | 2018 |  | n/a
Xcel Energy | 85 | 13781 | IOU | 3135824 | 3 | Solar |  |  | Withdrawn | Plymouth | Protected Data | Protected Data | Protected Data | Residential | Solar* Rewards | 2018 |  | n/a
Xcel Energy | 85 | 13781 | IOU | 3135825 | 20 | Solar |  |  | Withdrawn | New Brighton | Protected Data | Protected Data | Protected Data | Commercial | Solar* Rewards | 2018 |  | n/a
Xcel Energy | 85 | 13781 | IOU | 3135826 | 14 | Solar |  |  | Withdrawn | Belle Plaine | Protected Data | Protected Data | Protected Data | Commercial | Solar* Rewards | 2018 |  | n/a
Xcel Energy | 85 | 13781 | IOU | 3135827 | 20 | Solar |  |  | Withdrawn | Eagan | Protected Data | Protected Data | Protected Data | Commercial | Solar* Rewards | 2018 |  | n/a
Xcel Energy | 85 | 13781 | IOU | 3135828 | 4 | Solar |  |  | Withdrawn | Minneapolis | Protected Data | Protected Data | Protected Data | Residential | Solar* Rewards | 2018 |  | n/a
Xcel Energy | 85 | 13781 | IOU | 3135829 | 17 | Solar |  |  | Withdrawn | Waseca | Protected Data | Protected Data | Protected Data | Residential | Solar* Rewards | 2018 |  | n/a
Xcel Energy | 85 | 13781 | IOU | 3135830 | 0 | Solar |  |  | Withdrawn | Saint Paul | Protected Data | Protected Data | Protected Data | Residential | Solar* Rewards | 2018 |  | n/a
Xcel Energy | 85 | 13781 | IOU | 3135831 | 20 | Solar |  |  | Withdrawn | Minneapolis | Protected Data | Protected Data | Protected Data | Commercial | Solar* Rewards | 2018 |  | n/a
Xcel Energy | 85 | 13781 | IOU | 3135832 | 20 | Solar |  |  | Withdrawn | Minneapolis | Protected Data | Protected Data | Protected Data | Commercial | Solar* Rewards | 2018 |  | n/a
Xcel Energy | 85 | 13781 | IOU | 3135833 | 20 | Solar |  |  | Withdrawn | Minneapolis | Protected Data | Protected Data | Protected Data | Commercial | Solar* Rewards | 2018 |  | n/a
Xcel Energy | 85 | 13781 | IOU | 3135834 | 0 | Solar |  |  | Withdrawn | Saint Paul | Protected Data | Protected Data | Protected Data | Residential | Solar* Rewards | 2018 |  | n/a
Xcel Energy | 85 | 13781 | IOU | 3135835 | 12 | Solar |  |  | Withdrawn | Lake City | Protected Data | Protected Data | Protected Data | Residential | Solar* Rewards | 2018 |  | n/a
Xcel Energy | 85 | 13781 | IOU | 3135836 | 0 | Solar |  |  | Withdrawn | Chanhassen | Protected Data | Protected Data | Protected Data | Residential | Solar* Rewards | 2018 |  | n/a
Xcel Energy | 85 | 13781 | IOU | 3135837 | 8 | Solar |  |  | Withdrawn | Sacred Heart | Protected Data | Protected Data | Protected Data | Residential | Solar* Rewards | 2018 |  | n/a
Xcel Energy | 85 | 13781 | IOU | 3135838 | 3 | Solar |  |  | Withdrawn | Saint Paul | Protected Data | Protected Data | Protected Data | Residential | Solar* Rewards | 2018 |  | n/a
Xcel Energy | 85 | 13781 | IOU | 3135839 | 20 | Solar |  |  | Withdrawn | Afton | Protected Data | Protected Data | Protected Data | Residential | Solar* Rewards | 2018 |  | n/a
Xcel Energy | 85 | 13781 | IOU | 3135840 | 0 | Solar |  |  | Withdrawn | Saint Paul | Protected Data | Protected Data | Protected Data | Residential | Solar* Rewards | 2018 |  | n/a
Xcel Energy | 85 | 13781 | IOU | 3135841 | 13 | Solar |  |  | Withdrawn | Afton | Protected Data | Protected Data | Protected Data | Residential | Solar* Rewards | 2018 |  | n/a
Xcel Energy | 85 | 13781 | IOU | 3135842 | 20 | Solar |  |  | Withdrawn | Arden Hills | Protected Data | Protected Data | Protected Data | Residential | Solar* Rewards | 2018 |  | n/a
Xcel Energy | 85 | 13781 | IOU | 3135843 | 8 | Solar |  |  | Withdrawn | Maplewood | Protected Data | Protected Data | Protected Data | Residential | Solar* Rewards | 2018 |  | n/a
Xcel Energy | 85 | 13781 | IOU | 3135844 | 15 | Solar |  |  | Withdrawn | Zumbrota | Protected Data | Protected Data | Protected Data | Residential | Solar* Rewards | 2018 |  | n/a
Xcel Energy | 85 | 13781 | IOU | 3135845 | 10 | Solar |  |  | Withdrawn | North Branch | Protected Data | Protected Data | Protected Data | Residential | Solar* Rewards | 2018 |  | n/a
Xcel Energy | 85 | 13781 | IOU | 3135846 | 4 | Solar |  |  | Withdrawn | Northfield | Protected Data | Protected Data | Protected Data | Residential | Solar* Rewards | 2018 |  | n/a
Xcel Energy | 85 | 13781 | IOU | 3135847 | 9 | Solar |  |  | Withdrawn | Burnsville | Protected Data | Protected Data | Protected Data | Residential | Solar* Rewards | 2018 |  | n/a
Xcel Energy | 85 | 13781 | IOU | 3135848 | 20 | Solar |  |  | Withdrawn | Shoreview | Protected Data | Protected Data | Protected Data | Commercial | Solar* Rewards | 2018 |  | n/a
Xcel Energy | 85 | 13781 | IOU | 3135849 | 20 | Solar |  |  | Withdrawn | Maple Grove | Protected Data | Protected Data | Protected Data | Commercial | Solar* Rewards | 2018 |  | n/a
Xcel Energy | 85 | 13781 | IOU | 3135850 | 4 | Solar |  |  | Withdrawn | Minneapolis | Protected Data | Protected Data | Protected Data | Residential | Solar* Rewards | 2018 |  | n/a
Xcel Energy | 85 | 13781 | IOU | 3135851 | 0 | Solar |  |  | Withdrawn | Saint Paul | Protected Data | Protected Data | Protected Data | Residential | n/a | 2018 |  | n/a
Xcel Energy | 85 | 13781 | IOU | 3135852 | 7 | Solar |  |  | Withdrawn | Brooklyn Center | Protected Data | Protected Data | Protected Data | Residential | Solar* Rewards | 2018 |  | n/a
Xcel Energy | 85 | 13781 | IOU | 3135853 | 5 | Solar |  |  | Withdrawn | Brooklyn Park | Protected Data | Protected Data | Protected Data | Residential | Solar* Rewards | 2018 |  | n/a
Xcel Energy | 85 | 13781 | IOU | 3135854 | 11 | Solar |  | X | Withdrawn | Eden Prairie | Protected Data | Protected Data | Protected Data | Residential | n/a | 2018 |  | n/a
Xcel Energy | 85 | 13781 | IOU | 3135855 | 5 | Solar |  |  | Withdrawn | Saint Paul | Protected Data | Protected Data | Protected Data | Residential | Solar* Rewards | 2018 |  | n/a
Xcel Energy | 85 | 13781 | IOU | 3135856 | 4 | Solar |  |  | Withdrawn | Saint Paul | Protected Data | Protected Data | Protected Data | Residential | Solar* Rewards | 2018 |  | n/a
Xcel Energy | 85 | 13781 | IOU | 3135857 | 4 | Solar |  |  | Withdrawn | Minneapolis | Protected Data | Protected Data | Protected Data | Residential | Solar* Rewards | 2018 |  | n/a
Xcel Energy | 85 | 13781 | IOU | 3135858 | 1 | Solar |  |  | Withdrawn | Saint Paul | Protected Data | Protected Data | Protected Data | Residential | Solar* Rewards | 2018 |  | n/a
Xcel Energy | 85 | 13781 | IOU | 3135859 | 4 | Solar |  |  | Withdrawn | Minneapolis | Protected Data | Protected Data | Protected Data | Residential | Solar* Rewards | 2018 |  | n/a
Xcel Energy | 85 | 13781 | IOU | 3135860 | 6 | Solar |  |  | Withdrawn | Richfield | Protected Data | Protected Data | Protected Data | Residential | Solar* Rewards | 2018 |  | n/a
Xcel Energy | 85 | 13781 | IOU | 3135861 | 4 | Solar |  |  | Withdrawn | Saint Paul | Protected Data | Protected Data | Protected Data | Residential | Solar* Rewards | 2018 |  | n/a
Xcel Energy | 85 | 13781 | IOU | 3135862 | 12 | Solar |  |  | Withdrawn | Woodbury | Protected Data | Protected Data | Protected Data | Residential | Solar* Rewards | 2018 |  | n/a
Xcel Energy | 85 | 13781 | IOU | 3135863 | 7 | Solar |  |  | Withdrawn | Saint Paul | Protected Data | Protected Data | Protected Data | Residential | Solar* Rewards | 2018 |  | n/a
Xcel Energy | 85 | 13781 | IOU | 3135864 | 6 | Solar |  |  | Withdrawn | Roseville | Protected Data | Protected Data | Protected Data | Residential | Solar* Rewards | 2018 |  | n/a
Xcel Energy | 85 | 13781 | IOU | 3135865 | 20 | Solar |  |  | Withdrawn | Jordan | Protected Data | Protected Data | Protected Data | Commercial | Solar* Rewards | 2018 |  | n/a
Xcel Energy | 85 | 13781 | IOU | 3135866 | 2 | Solar |  |  | Withdrawn | Saint Paul | Protected Data | Protected Data | Protected Data | Residential | n/a | 2018 |  | n/a
Xcel Energy | 85 | 13781 | IOU | 3135867 | 19 | Solar |  |  | Withdrawn | Fridley | Protected Data | Protected Data | Protected Data | Commercial | Solar* Rewards | 2018 |  | n/a
Xcel Energy | 85 | 13781 | IOU | 3135868 | 20 | Solar |  |  | Withdrawn | Pine Island | Protected Data | Protected Data | Protected Data | Residential | Solar* Rewards | 2018 |  | n/a
Xcel Energy | 85 | 13781 | IOU | 3135869 | 8 | Solar |  |  | Withdrawn | Edina | Protected Data | Protected Data | Protected Data | Residential | Solar* Rewards | 2018 |  | n/a
Xcel Energy | 85 | 13781 | IOU | 3135870 | 4 | Solar |  |  | Withdrawn | Saint Paul | Protected Data | Protected Data | Protected Data | Residential | n/a | 2018 |  | n/a
Xcel Energy | 85 | 13781 | IOU | 3135871 | 9 | Solar |  |  | Withdrawn | Saint Paul | Protected Data | Protected Data | Protected Data | Residential | Solar* Rewards | 2018 |  | n/a
Xcel Energy | 85 | 13781 | IOU | 3135872 | 12 | Solar |  |  | Withdrawn | Newport | Protected Data | Protected Data | Protected Data | Commercial | Solar* Rewards | 2018 |  | n/a
Xcel Energy | 85 | 13781 | IOU | 3135873 | 13 | Solar |  |  | Withdrawn | Plymouth | Protected Data | Protected Data | Protected Data | Residential | Solar* Rewards | 2018 |  | n/a
Xcel Energy | 85 | 13781 | IOU | 3135874 | 10 | Solar |  |  | Withdrawn | Edina | Protected Data | Protected Data | Protected Data | Residential | Solar* Rewards | 2018 |  | n/a
Xcel Energy | 85 | 13781 | IOU | 3135875 | 20 | Solar |  |  | Withdrawn | New Richland | Protected Data | Protected Data | Protected Data | Residential | Solar* Rewards | 2018 |  | n/a
Xcel Energy | 85 | 13781 | IOU | 3135876 | 35 | Solar |  |  | Withdrawn | New Richland | Protected Data | Protected Data | Protected Data | Residential | n/a | 2018 |  | n/a
Xcel Energy | 85 | 13781 | IOU | 3135877 | 4 | Solar |  |  | Withdrawn | Afton | Protected Data | Protected Data | Protected Data | Residential | Solar* Rewards | 2018 |  | n/a
Xcel Energy | 85 | 13781 | IOU | 3135878 | 35 | Solar |  |  | Withdrawn | New Richland | Protected Data | Protected Data | Protected Data | Residential | n/a | 2018 |  | n/a
Xcel Energy | 85 | 13781 | IOU | 3135879 | 117 | Solar |  |  | Withdrawn | Howard Lake | Protected Data | Protected Data | Protected Data | Commercial | n/a | 2018 |  | n/a
Xcel Energy | 85 | 13781 | IOU | 3135880 | 16 | Solar |  |  | Withdrawn | Saint Paul | Protected Data | Protected Data | Protected Data | Commercial | Solar* Rewards | 2018 |  | n/a
Xcel Energy | 85 | 13781 | IOU | 3135881 | 12 | Solar |  |  | Withdrawn | Holdingford | Protected Data | Protected Data | Protected Data | Residential | Solar* Rewards | 2018 |  | n/a
Xcel Energy | 85 | 13781 | IOU | 3135882 | 7 | Solar |  |  | Withdrawn | Saint Louis Park | Protected Data | Protected Data | Protected Data | Residential | Solar* Rewards | 2018 |  | n/a
Xcel Energy | 85 | 13781 | IOU | 3135883 | 11 | Solar |  |  | Withdrawn | Ruthton | Protected Data | Protected Data | Protected Data | Residential | Solar* Rewards | 2018 |  | n/a
Xcel Energy | 85 | 13781 | IOU | 3135884 | 12 | Solar |  |  | Withdrawn | Zumbrota | Protected Data | Protected Data | Protected Data | Residential | Solar* Rewards | 2018 |  | n/a
Xcel Energy | 85 | 13781 | IOU | 3135885 | 4 | Solar |  |  | Withdrawn | Saint Louis Park | Protected Data | Protected Data | Protected Data | Residential | n/a | 2018 |  | n/a
Xcel Energy | 85 | 13781 | IOU | 3135886 | 20 | Solar |  |  | Withdrawn | Maple Grove | Protected Data | Protected Data | Protected Data | Commercial | Solar* Rewards | 2018 |  | n/a
Xcel Energy | 85 | 13781 | IOU | 3135887 | 5 | Solar |  |  | Withdrawn | Chanhassen | Protected Data | Protected Data | Protected Data | Residential | Solar* Rewards | 2018 |  | n/a
Xcel Energy | 85 | 13781 | IOU | 3135888 | 0 | Solar |  |  | Withdrawn | Saint Paul | Protected Data | Protected Data | Protected Data | Residential | Solar* Rewards | 2018 |  | n/a
Xcel Energy | 85 | 13781 | IOU | 3135889 | 4 | Solar |  |  | Withdrawn | Annandale | Protected Data | Protected Data | Protected Data | Residential | Solar* Rewards | 2018 |  | n/a
Xcel Energy | 85 | 13781 | IOU | 3135890 | 14 | Solar |  | X | Withdrawn | Saint Cloud | Protected Data | Protected Data | Protected Data | Residential | Solar* Rewards | 2018 |  | n/a
Xcel Energy | 85 | 13781 | IOU | 3135891 | 40 | Solar |  |  | Withdrawn | Mendota Heights | Protected Data | Protected Data | Protected Data | Commercial | Made In MN | 2018 |  | n/a
Xcel Energy | 85 | 13781 | IOU | 3135892 | 6 | Solar |  |  | Withdrawn | West Concord | Protected Data | Protected Data | Protected Data | Residential | n/a | 2018 |  | n/a
Xcel Energy | 85 | 13781 | IOU | 3135893 | 20 | Solar |  |  | Withdrawn | Richfield | Protected Data | Protected Data | Protected Data | Commercial | Solar* Rewards | 2018 |  | n/a
Xcel Energy | 85 | 13781 | IOU | 3135894 | 20 | Solar |  |  | Withdrawn | Richfield | Protected Data | Protected Data | Protected Data | Commercial | Solar* Rewards | 2018 |  | n/a
Xcel Energy | 85 | 13781 | IOU | 3135895 | 27 | Solar |  |  | Withdrawn | Renville | Protected Data | Protected Data | Protected Data | Residential | Solar* Rewards | 2018 |  | n/a
Xcel Energy | 85 | 13781 | IOU | 3135896 | 40 | Solar |  |  | Withdrawn | Minneapolis | Protected Data | Protected Data | Protected Data | Commercial | Made In MN | 2018 |  | n/a
Xcel Energy | 85 | 13781 | IOU | 3135897 | 13 | Solar |  |  | Withdrawn | Hopkins | Protected Data | Protected Data | Protected Data | Commercial | Solar* Rewards | 2018 |  | n/a
Xcel Energy | 85 | 13781 | IOU | 3135898 | 40 | Solar |  |  | Withdrawn | Minneapolis | Protected Data | Protected Data | Protected Data | Commercial | Made In MN | 2018 |  | n/a
Xcel Energy | 85 | 13781 | IOU | 3135899 | 20 | Solar |  |  | Withdrawn | Richfield | Protected Data | Protected Data | Protected Data | Commercial | Solar* Rewards | 2018 |  | n/a
Xcel Energy | 85 | 13781 | IOU | 3135900 | 20 | Solar |  |  | Withdrawn | Richfield | Protected Data | Protected Data | Protected Data | Commercial | Solar* Rewards | 2018 |  | n/a
Xcel Energy | 85 | 13781 | IOU | 3135901 | 4 | Solar |  |  | Withdrawn | Saint Paul | Protected Data | Protected Data | Protected Data | Residential | Solar* Rewards | 2018 |  | n/a
Xcel Energy | 85 | 13781 | IOU | 3135902 | 98 | Solar |  |  | Withdrawn | Melrose | Protected Data | Protected Data | Protected Data | Residential | n/a | 2018 |  | n/a
Xcel Energy | 85 | 13781 | IOU | 3135903 | 98 | Solar |  |  | Withdrawn | Melrose | Protected Data | Protected Data | Protected Data | Residential | n/a | 2018 |  | n/a
Xcel Energy | 85 | 13781 | IOU | 3135904 | 5 | Solar |  |  | Withdrawn | Stillwater | Protected Data | Protected Data | Protected Data | Residential | Solar* Rewards | 2018 |  | n/a
Xcel Energy | 85 | 13781 | IOU | 3135905 | 20 | Solar |  |  | Withdrawn | Waseca | Protected Data | Protected Data | Protected Data | Residential | n/a | 2018 |  | n/a
Xcel Energy | 85 | 13781 | IOU | 3135906 | 35 | Solar |  |  | Withdrawn | Waseca | Protected Data | Protected Data | Protected Data | Residential | Solar* Rewards | 2018 |  | n/a
Xcel Energy | 85 | 13781 | IOU | 3135907 | 98 | Solar |  |  | Withdrawn | Melrose | Protected Data | Protected Data | Protected Data | Residential | n/a | 2018 |  | n/a
Xcel Energy | 85 | 13781 | IOU | 3135908 | 16 | Solar |  |  | Withdrawn | Carver | Protected Data | Protected Data | Protected Data | Residential | Solar* Rewards | 2018 |  | n/a
Xcel Energy | 85 | 13781 | IOU | 3135909 | 20 | Solar |  |  | Withdrawn | Wayzata | Protected Data | Protected Data | Protected Data | Commercial | Solar* Rewards | 2018 |  | n/a
Xcel Energy | 85 | 13781 | IOU | 3135910 | 20 | Solar |  |  | Withdrawn | Minneapolis | Protected Data | Protected Data | Protected Data | Commercial | Solar* Rewards | 2018 |  | n/a
Xcel Energy | 85 | 13781 | IOU | 3135911 | 20 | Solar |  |  | Withdrawn | Minneapolis | Protected Data | Protected Data | Protected Data | Commercial | Solar* Rewards | 2018 |  | n/a
Xcel Energy | 85 | 13781 | IOU | 3135912 | 20 | Solar |  |  | Withdrawn | Byron | Protected Data | Protected Data | Protected Data | Commercial | Solar* Rewards | 2018 |  | n/a
Xcel Energy | 85 | 13781 | IOU | 3135913 | 2 | Solar |  |  | Withdrawn | New Auburn | Protected Data | Protected Data | Protected Data | Residential | Solar* Rewards | 2018 |  | n/a
Xcel Energy | 85 | 13781 | IOU | 3135914 | 20 | Solar |  |  | Withdrawn | Farmington | Protected Data | Protected Data | Protected Data | Commercial | Solar* Rewards | 2018 |  | n/a
Xcel Energy | 85 | 13781 | IOU | 3135915 | 0 | Solar |  |  | Withdrawn | North Branch | Protected Data | Protected Data | Protected Data | Residential | Solar* Rewards | 2018 |  | n/a
Xcel Energy | 85 | 13781 | IOU | 3135916 | 9 | Solar |  |  | Withdrawn | Orono | Protected Data | Protected Data | Protected Data | Residential | Solar* Rewards | 2018 |  | n/a
Xcel Energy | 85 | 13781 | IOU | 3135917 | 20 | Solar |  |  | Withdrawn | Minneapolis | Protected Data | Protected Data | Protected Data | Commercial | Solar* Rewards | 2018 |  | n/a
Xcel Energy | 85 | 13781 | IOU | 3135918 | 23 | Solar |  |  | Withdrawn | Eden Prairie | Protected Data | Protected Data | Protected Data | Residential | Solar* Rewards | 2018 |  | n/a
Xcel Energy | 85 | 13781 | IOU | 3135919 | 13 | Solar |  |  | Withdrawn | Lake Elmo | Protected Data | Protected Data | Protected Data | Residential | Solar* Rewards | 2018 |  | n/a
Xcel Energy | 85 | 13781 | IOU | 3135920 | 5 | Solar |  |  | Withdrawn | Bloomington | Protected Data | Protected Data | Protected Data | Residential | Solar* Rewards | 2018 |  | n/a
Xcel Energy | 85 | 13781 | IOU | 3135921 | 11 | Solar |  |  | Withdrawn | Marine On Saint Croix | Protected Data | Protected Data | Protected Data | Residential | Solar* Rewards | 2018 |  | n/a
Xcel Energy | 85 | 13781 | IOU | 3135923 | 5 | Solar |  |  | Withdrawn | Minneapolis | Protected Data | Protected Data | Protected Data | Residential | Solar* Rewards | 2018 |  | n/a
Xcel Energy | 85 | 13781 | IOU | 3135924 | 5 | Solar |  |  | Withdrawn | Saint Paul | Protected Data | Protected Data | Protected Data | Residential | Solar* Rewards | 2018 |  | n/a
Xcel Energy | 85 | 13781 | IOU | 3135925 | 20 | Solar |  |  | Withdrawn | New Richland | Protected Data | Protected Data | Protected Data | Residential | Solar* Rewards | 2018 |  | n/a
Xcel Energy | 85 | 13781 | IOU | 3135926 | 0 | Solar |  |  | Withdrawn | Saint Paul | Protected Data | Protected Data | Protected Data | Residential | n/a | 2018 |  | n/a
Xcel Energy | 85 | 13781 | IOU | 3135927 | 18 | Solar |  |  | Withdrawn | Belle Plaine | Protected Data | Protected Data | Protected Data | Commercial | Solar* Rewards | 2018 |  | n/a
Xcel Energy | 85 | 13781 | IOU | 3135928 | 17 | Solar |  |  | Withdrawn | Woodbury | Protected Data | Protected Data | Protected Data | Residential | Solar* Rewards | 2018 |  | n/a
Xcel Energy | 85 | 13781 | IOU | 3135929 | 8 | Solar |  |  | Withdrawn | Lakeville | Protected Data | Protected Data | Protected Data | Residential | Solar* Rewards | 2018 |  | n/a
Xcel Energy | 85 | 13781 | IOU | 3135930 | 8 | Solar |  |  | Withdrawn | Lakeville | Protected Data | Protected Data | Protected Data | Residential | Solar* Rewards | 2018 |  | n/a
Xcel Energy | 85 | 13781 | IOU | 3135931 | 8 | Solar |  |  | Withdrawn | Lakeville | Protected Data | Protected Data | Protected Data | Residential | Solar* Rewards | 2018 |  | n/a
Xcel Energy | 85 | 13781 | IOU | 3135932 | 5 | Solar |  |  | Withdrawn | Roseville | Protected Data | Protected Data | Protected Data | Residential | Solar* Rewards | 2018 |  | n/a
Xcel Energy | 85 | 13781 | IOU | 3135933 | 10 | Solar |  |  | Withdrawn | Afton | Protected Data | Protected Data | Protected Data | Residential | Solar* Rewards | 2018 |  | n/a
Xcel Energy | 85 | 13781 | IOU | 3135934 | 156 | Solar |  |  | Withdrawn | Saint Paul | Protected Data | Protected Data | Protected Data | Commercial | n/a | 2018 |  | n/a
Xcel Energy | 85 | 13781 | IOU | 3135935 | 13 | Solar |  |  | Withdrawn | Willernie | Protected Data | Protected Data | Protected Data | Residential | Solar* Rewards | 2018 |  | n/a
Xcel Energy | 85 | 13781 | IOU | 3135936 | 1 | Solar |  |  | Withdrawn | Saint Cloud | Protected Data | Protected Data | Protected Data | Residential | Solar* Rewards | 2018 |  | n/a
Xcel Energy | 85 | 13781 | IOU | 3135937 | 5 | Solar |  |  | Withdrawn | Minneapolis | Protected Data | Protected Data | Protected Data | Residential | Solar* Rewards | 2018 |  | n/a
Xcel Energy | 85 | 13781 | IOU | 3135938 | 13 | Solar |  |  | Withdrawn | Bloomington | Protected Data | Protected Data | Protected Data | Residential | Solar* Rewards | 2018 |  | n/a
Xcel Energy | 85 | 13781 | IOU | 3135939 | 20 | Solar |  |  | Withdrawn | Minneapolis | Protected Data | Protected Data | Protected Data | Commercial | Solar* Rewards | 2018 |  | n/a
Xcel Energy | 85 | 13781 | IOU | 3135940 | 8 | Solar |  |  | Withdrawn | Lakeville | Protected Data | Protected Data | Protected Data | Residential | Solar* Rewards | 2018 |  | n/a
Xcel Energy | 85 | 13781 | IOU | 3135941 | 8 | Solar |  |  | Withdrawn | Lakeville | Protected Data | Protected Data | Protected Data | Residential | Solar* Rewards | 2018 |  | n/a
Xcel Energy | 85 | 13781 | IOU | 3135942 | 8 | Solar |  |  | Withdrawn | Lakeville | Protected Data | Protected Data | Protected Data | Residential | Solar* Rewards | 2018 |  | n/a
Xcel Energy | 85 | 13781 | IOU | 3135943 | 8 | Solar |  |  | Withdrawn | Lakeville | Protected Data | Protected Data | Protected Data | Residential | Solar* Rewards | 2018 |  | n/a
Xcel Energy | 85 | 13781 | IOU | 3135944 | 8 | Solar |  |  | Withdrawn | Lakeville | Protected Data | Protected Data | Protected Data | Residential | Solar* Rewards | 2018 |  | n/a
Xcel Energy | 85 | 13781 | IOU | 3135945 | 8 | Solar |  |  | Withdrawn | Lakeville | Protected Data | Protected Data | Protected Data | Residential | Solar* Rewards | 2018 |  | n/a
Xcel Energy | 85 | 13781 | IOU | 3135946 | 8 | Solar |  |  | Withdrawn | Lakeville | Protected Data | Protected Data | Protected Data | Residential | Solar* Rewards | 2018 |  | n/a
Xcel Energy | 85 | 13781 | IOU | 3135947 | 8 | Solar |  |  | Withdrawn | Lakeville | Protected Data | Protected Data | Protected Data | Residential | Solar* Rewards | 2018 |  | n/a
Xcel Energy | 85 | 13781 | IOU | 3135948 | 8 | Solar |  |  | Withdrawn | Lakeville | Protected Data | Protected Data | Protected Data | Residential | Solar* Rewards | 2018 |  | n/a
Xcel Energy | 85 | 13781 | IOU | 3135949 | 8 | Solar |  |  | Withdrawn | Lakeville | Protected Data | Protected Data | Protected Data | Residential | Solar* Rewards | 2018 |  | n/a
Xcel Energy | 85 | 13781 | IOU | 3135950 | 8 | Solar |  |  | Withdrawn | Lakeville | Protected Data | Protected Data | Protected Data | Residential | Solar* Rewards | 2018 |  | n/a
Xcel Energy | 85 | 13781 | IOU | 3135951 | 8 | Solar |  |  | Withdrawn | Lakeville | Protected Data | Protected Data | Protected Data | Residential | Solar* Rewards | 2018 |  | n/a
Xcel Energy | 85 | 13781 | IOU | 3135952 | 8 | Solar |  |  | Withdrawn | Lakeville | Protected Data | Protected Data | Protected Data | Residential | Solar* Rewards | 2018 |  | n/a
Xcel Energy | 85 | 13781 | IOU | 3135953 | 32 | Solar |  |  | Withdrawn | Altura | Protected Data | Protected Data | Protected Data | Commercial | n/a | 2018 |  | n/a
Xcel Energy | 85 | 13781 | IOU | 3135954 | 4 | Solar |  |  | Withdrawn | Minneapolis | Protected Data | Protected Data | Protected Data | Residential | Solar* Rewards | 2018 |  | n/a
Xcel Energy | 85 | 13781 | IOU | 3135955 | 0 | Storage |  | X | Withdrawn | Minneapolis | Protected Data | Protected Data | Protected Data | Residential | n/a | 2018 |  | n/a
Xcel Energy | 85 | 13781 | IOU | 3135956 | 19 | Solar |  |  | Withdrawn | Minneapolis | Protected Data | Protected Data | Protected Data | Commercial | Solar* Rewards | 2018 |  | n/a
Xcel Energy | 85 | 13781 | IOU | 3135957 | 44 | Solar |  |  | Withdrawn | Arden Hills | Protected Data | Protected Data | Protected Data | Commercial | Solar* Rewards | 2018 |  | n/a
Xcel Energy | 85 | 13781 | IOU | 3135958 | 20 | Solar |  |  | Withdrawn | Belle Plaine | Protected Data | Protected Data | Protected Data | Commercial | Solar* Rewards | 2018 |  | n/a
Xcel Energy | 85 | 13781 | IOU | 3135959 | 10 | Solar |  |  | Withdrawn | Maple Grove | Protected Data | Protected Data | Protected Data | Residential | Solar* Rewards | 2018 |  | n/a
Xcel Energy | 85 | 13781 | IOU | 3135960 | 11 | Solar |  |  | Withdrawn | Altura | Protected Data | Protected Data | Protected Data | Residential | Solar* Rewards | 2018 |  | n/a
Xcel Energy | 85 | 13781 | IOU | 3135961 | 20 | Solar |  |  | Withdrawn | Hopkins | Protected Data | Protected Data | Protected Data | Commercial | Solar* Rewards | 2018 |  | n/a
Xcel Energy | 85 | 13781 | IOU | 3135962 | 12 | Solar |  |  | Withdrawn | Woodbury | Protected Data | Protected Data | Protected Data | Residential | Solar* Rewards | 2018 |  | n/a
Xcel Energy | 85 | 13781 | IOU | 3135963 | 5 | Solar |  |  | Withdrawn | Zumbrota | Protected Data | Protected Data | Protected Data | Residential | Solar* Rewards | 2018 |  | n/a
Xcel Energy | 85 | 13781 | IOU | 3135964 | 0 | Solar |  |  | Withdrawn | Woodbury | Protected Data | Protected Data | Protected Data | Residential | Solar* Rewards | 2018 |  | n/a
Xcel Energy | 85 | 13781 | IOU | 3135965 | 4 | Solar |  |  | Withdrawn | Woodbury | Protected Data | Protected Data | Protected Data | Residential | Solar* Rewards | 2018 |  | n/a
Xcel Energy | 85 | 13781 | IOU | 3135966 | 42 | Solar |  |  | Withdrawn | Janesville | Protected Data | Protected Data | Protected Data | Commercial | n/a | 2018 |  | n/a
Xcel Energy | 85 | 13781 | IOU | 3135967 | 12 | Solar |  |  | Withdrawn | Byron | Protected Data | Protected Data | Protected Data | Commercial | n/a | 2018 |  | n/a
Xcel Energy | 85 | 13781 | IOU | 3135968 | 0 | Solar |  |  | Withdrawn | Saint Paul | Protected Data | Protected Data | Protected Data | Residential | Solar* Rewards | 2018 |  | n/a
Xcel Energy | 85 | 13781 | IOU | 3135969 | 8 | Solar |  |  | Withdrawn | Lakeville | Protected Data | Protected Data | Protected Data | Residential | Solar* Rewards | 2018 |  | n/a
Xcel Energy | 85 | 13781 | IOU | 3135970 | 8 | Solar |  |  | Withdrawn | Lakeville | Protected Data | Protected Data | Protected Data | Residential | Solar* Rewards | 2018 |  | n/a
Xcel Energy | 85 | 13781 | IOU | 3135971 | 8 | Solar |  |  | Withdrawn | Lakeville | Protected Data | Protected Data | Protected Data | Residential | Solar* Rewards | 2018 |  | n/a
Xcel Energy | 85 | 13781 | IOU | 3135972 | 8 | Solar |  |  | Withdrawn | Lakeville | Protected Data | Protected Data | Protected Data | Residential | Solar* Rewards | 2018 |  | n/a
Xcel Energy | 85 | 13781 | IOU | 3135973 | 0 | Solar |  |  | Withdrawn | Lakeville | Protected Data | Protected Data | Protected Data | Residential | Solar* Rewards | 2018 |  | n/a
Xcel Energy | 85 | 13781 | IOU | 3135974 | 8 | Solar |  |  | Withdrawn | Lakeville | Protected Data | Protected Data | Protected Data | Residential | Solar* Rewards | 2018 |  | n/a
Xcel Energy | 85 | 13781 | IOU | 3135975 | 8 | Solar |  |  | Withdrawn | Lakeville | Protected Data | Protected Data | Protected Data | Residential | Solar* Rewards | 2018 |  | n/a
Xcel Energy | 85 | 13781 | IOU | 3135976 | 8 | Solar |  |  | Withdrawn | Lakeville | Protected Data | Protected Data | Protected Data | Residential | Solar* Rewards | 2018 |  | n/a
Xcel Energy | 85 | 13781 | IOU | 3135977 | 57 | Solar |  |  | Withdrawn | Saint Paul | Protected Data | Protected Data | Protected Data | Commercial | n/a | 2018 |  | n/a
Xcel Energy | 85 | 13781 | IOU | 3135978 | 6 | Solar |  |  | Withdrawn | Minneapolis | Protected Data | Protected Data | Protected Data | Residential | Solar* Rewards | 2018 |  | n/a
Xcel Energy | 85 | 13781 | IOU | 3135979 | 0 | Solar |  |  | Withdrawn | Saint Paul | Protected Data | Protected Data | Protected Data | Commercial | n/a | 2018 |  | n/a
Xcel Energy | 85 | 13781 | IOU | 3135980 | 8 | Solar |  |  | Withdrawn | Lakeville | Protected Data | Protected Data | Protected Data | Residential | Solar* Rewards | 2018 |  | n/a
Xcel Energy | 85 | 13781 | IOU | 3135981 | 20 | Solar |  |  | Withdrawn | Cottage Grove | Protected Data | Protected Data | Protected Data | Residential | Solar* Rewards | 2018 |  | n/a
Xcel Energy | 85 | 13781 | IOU | 3135982 | 8 | Solar |  |  | Withdrawn | Lakeville | Protected Data | Protected Data | Protected Data | Residential | Solar* Rewards | 2018 |  | n/a
Xcel Energy | 85 | 13781 | IOU | 3135983 | 8 | Solar |  |  | Withdrawn | Lakeville | Protected Data | Protected Data | Protected Data | Residential | Solar* Rewards | 2018 |  | n/a
Xcel Energy | 85 | 13781 | IOU | 3135984 | 8 | Solar |  |  | Withdrawn | Lakeville | Protected Data | Protected Data | Protected Data | Residential | Solar* Rewards | 2018 |  | n/a
Xcel Energy | 85 | 13781 | IOU | 3135985 | 8 | Solar |  |  | Withdrawn | Lakeville | Protected Data | Protected Data | Protected Data | Residential | Solar* Rewards | 2018 |  | n/a
Xcel Energy | 85 | 13781 | IOU | 3135986 | 14 | Solar |  |  | Withdrawn | Saint Paul | Protected Data | Protected Data | Protected Data | Residential | Solar* Rewards | 2018 |  | n/a
Xcel Energy | 85 | 13781 | IOU | 3135987 | 20 | Solar |  |  | Withdrawn | Wayzata | Protected Data | Protected Data | Protected Data | Residential | Solar* Rewards | 2018 |  | n/a
Xcel Energy | 85 | 13781 | IOU | 3135988 | 20 | Solar |  |  | Withdrawn | Minneapolis | Protected Data | Protected Data | Protected Data | Commercial | Solar* Rewards | 2018 |  | n/a
Xcel Energy | 85 | 13781 | IOU | 3135989 | 20 | Solar |  |  | Withdrawn | Minneapolis | Protected Data | Protected Data | Protected Data | Commercial | Solar* Rewards | 2018 |  | n/a
Xcel Energy | 85 | 13781 | IOU | 3135990 | 10 | Solar |  |  | Withdrawn | Minneapolis | Protected Data | Protected Data | Protected Data | Commercial | Solar* Rewards | 2018 |  | n/a
Xcel Energy | 85 | 13781 | IOU | 3135991 | 40 | Solar |  |  | Withdrawn | Waseca | Protected Data | Protected Data | Protected Data | Residential | Solar* Rewards | 2018 |  | n/a
Xcel Energy | 85 | 13781 | IOU | 3135992 | 7 | Solar |  |  | Withdrawn | Janesville | Protected Data | Protected Data | Protected Data | Commercial | Solar* Rewards | 2018 |  | n/a
Xcel Energy | 85 | 13781 | IOU | 3135993 | 92 | Solar |  |  | Withdrawn | Saint Paul | Protected Data | Protected Data | Protected Data | Commercial | Solar* Rewards | 2018 |  | n/a
Xcel Energy | 85 | 13781 | IOU | 3135994 | 18 | Solar |  | X | Withdrawn | Woodbury | Protected Data | Protected Data | Protected Data | Residential | Solar* Rewards | 2018 |  | n/a
Xcel Energy | 85 | 13781 | IOU | 3135995 | 6 | Solar |  |  | Withdrawn | Woodbury | Protected Data | Protected Data | Protected Data | Residential | Solar* Rewards | 2018 |  | n/a
Xcel Energy | 85 | 13781 | IOU | 3135996 | 20 | Solar |  |  | Withdrawn | Forest Lake | Protected Data | Protected Data | Protected Data | Commercial | Solar* Rewards | 2018 |  | n/a
Xcel Energy | 85 | 13781 | IOU | 3135997 | 7 | Solar |  |  | Withdrawn | Belle Plaine | Protected Data | Protected Data | Protected Data | Commercial | n/a | 2018 |  | n/a
Xcel Energy | 85 | 13781 | IOU | 3135998 | 14 | Solar |  |  | Withdrawn | Dodge Center | Protected Data | Protected Data | Protected Data | Residential | Solar* Rewards | 2018 |  | n/a
Xcel Energy | 85 | 13781 | IOU | 3135999 | 17 | Solar |  |  | Withdrawn | Mahtomedi | Protected Data | Protected Data | Protected Data | Residential | Solar* Rewards | 2018 |  | n/a
Xcel Energy | 85 | 13781 | IOU | 3136000 | 4 | Solar |  |  | Withdrawn | Woodbury | Protected Data | Protected Data | Protected Data | Residential | Solar* Rewards | 2018 |  | n/a
Xcel Energy | 85 | 13781 | IOU | 3136001 | 20 | Solar |  |  | Withdrawn | Mankato | Protected Data | Protected Data | Protected Data | Commercial | Solar* Rewards | 2018 |  | n/a
Xcel Energy | 85 | 13781 | IOU | 3136002 | 20 | Solar |  |  | Withdrawn | Glencoe | Protected Data | Protected Data | Protected Data | Commercial | Solar* Rewards | 2018 |  | n/a
Xcel Energy | 85 | 13781 | IOU | 3136003 | 5 | Solar |  |  | Withdrawn | Burnsville | Protected Data | Protected Data | Protected Data | Residential | Solar* Rewards | 2018 |  | n/a
Xcel Energy | 85 | 13781 | IOU | 3136004 | 14 | Solar |  |  | Withdrawn | Minneapolis | Protected Data | Protected Data | Protected Data | Commercial | Solar* Rewards | 2018 |  | n/a
Xcel Energy | 85 | 13781 | IOU | 3136005 | 14 | Solar |  |  | Withdrawn | Minneapolis | Protected Data | Protected Data | Protected Data | Commercial | Solar* Rewards | 2018 |  | n/a
Xcel Energy | 85 | 13781 | IOU | 3136006 | 14 | Solar |  |  | Withdrawn | Minneapolis | Protected Data | Protected Data | Protected Data | Commercial | Solar* Rewards | 2018 |  | n/a
Xcel Energy | 85 | 13781 | IOU | 3136007 | 109 | Solar |  |  | Withdrawn | Minneapolis | Protected Data | Protected Data | Protected Data | Commercial | n/a | 2018 |  | n/a
Xcel Energy | 85 | 13781 | IOU | 3136008 | 0 | Solar |  |  | Withdrawn | Minneapolis | Protected Data | Protected Data | Protected Data | Residential | Made In MN | 2018 |  | n/a
Xcel Energy | 85 | 13781 | IOU | 3136009 | 0 | Solar |  |  | Withdrawn | Zumbrota | Protected Data | Protected Data | Protected Data | Residential | Solar* Rewards | 2018 |  | n/a
Xcel Energy | 85 | 13781 | IOU | 3136010 | 5 | Solar |  |  | Withdrawn | Zumbrota | Protected Data | Protected Data | Protected Data | Residential | n/a | 2018 |  | n/a
Xcel Energy | 85 | 13781 | IOU | 3136011 | 5 | Solar |  |  | Withdrawn | Saint Paul | Protected Data | Protected Data | Protected Data | Residential | Solar* Rewards | 2018 |  | n/a
Xcel Energy | 85 | 13781 | IOU | 3136012 | 0 | Solar |  |  | Withdrawn | Minneapolis | Protected Data | Protected Data | Protected Data | Commercial | n/a | 2018 |  | n/a
Xcel Energy | 85 | 13781 | IOU | 3136014 | 40 | Solar |  |  | Withdrawn | Belle Plaine | Protected Data | Protected Data | Protected Data | Commercial | Solar* Rewards | 2018 |  | n/a
Xcel Energy | 85 | 13781 | IOU | 3136015 | 849 | Solar |  |  | Withdrawn | Minneapolis | Protected Data | Protected Data | Protected Data | Commercial | n/a | 2018 |  | n/a
Xcel Energy | 85 | 13781 | IOU | 3136016 | 141 | Solar |  |  | Withdrawn | Saint Paul | Protected Data | Protected Data | Protected Data | Commercial | n/a | 2018 |  | n/a
Xcel Energy | 85 | 13781 | IOU | 3136017 | 5 | Storage |  | X | Withdrawn | Edina | Protected Data | Protected Data | Protected Data | Residential | Solar* Rewards | 2018 |  | n/a
Xcel Energy | 85 | 13781 | IOU | 3136018 | 8 | Solar |  |  | Withdrawn | Minneapolis | Protected Data | Protected Data | Protected Data | Residential | Solar* Rewards | 2018 |  | n/a
Xcel Energy | 85 | 13781 | IOU | 3136019 | 8 | Solar |  | X | Withdrawn | Stillwater | Protected Data | Protected Data | Protected Data | Residential | Solar* Rewards | 2018 |  | n/a
Xcel Energy | 85 | 13781 | IOU | 3136020 | 8 | Solar |  |  | Withdrawn | Hugo | Protected Data | Protected Data | Protected Data | Residential | Solar* Rewards | 2018 |  | n/a
Xcel Energy | 85 | 13781 | IOU | 3136022 | 376 | Solar |  |  | Withdrawn | Saint Paul | Protected Data | Protected Data | Protected Data | Commercial | n/a | 2018 |  | n/a
Xcel Energy | 85 | 13781 | IOU | 3136023 | 945 | Solar |  |  | Withdrawn | Cold Spring | Protected Data | Protected Data | Protected Data | Commercial | n/a | 2018 |  | n/a
Xcel Energy | 85 | 13781 | IOU | 3136024 | 98 | Solar |  |  | Withdrawn | Saint Paul | Protected Data | Protected Data | Protected Data | Commercial | n/a | 2018 |  | n/a
Xcel Energy | 85 | 13781 | IOU | 3136025 | 111 | Solar |  |  | Withdrawn | Saint Paul | Protected Data | Protected Data | Protected Data | Commercial | n/a | 2018 |  | n/a
Xcel Energy | 85 | 13781 | IOU | 3136026 | 7 | Solar |  |  | Withdrawn | Cottage Grove | Protected Data | Protected Data | Protected Data | Residential | Solar* Rewards | 2018 |  | n/a
Xcel Energy | 85 | 13781 | IOU | 3136027 | 5 | Solar |  |  | Withdrawn | Minneapolis | Protected Data | Protected Data | Protected Data | Residential | Solar* Rewards | 2018 |  | n/a
Xcel Energy | 85 | 13781 | IOU | 3136028 | 20 | Solar |  |  | Withdrawn | Forest Lake | Protected Data | Protected Data | Protected Data | Residential | Solar* Rewards | 2018 |  | n/a
Xcel Energy | 85 | 13781 | IOU | 3136029 | 29 | Solar |  |  | Withdrawn | Brooten | Protected Data | Protected Data | Protected Data | Commercial | Solar* Rewards | 2018 |  | n/a
Xcel Energy | 85 | 13781 | IOU | 3136030 | 7 | Solar |  |  | Withdrawn | Saint Paul | Protected Data | Protected Data | Protected Data | Residential | Made In MN | 2018 |  | n/a
Xcel Energy | 85 | 13781 | IOU | 3136031 | 5 | Solar |  |  | Withdrawn | Saint Louis Park | Protected Data | Protected Data | Protected Data | Residential | Solar* Rewards | 2018 |  | n/a
Xcel Energy | 85 | 13781 | IOU | 3136032 | 1 | Solar |  |  | Withdrawn | Brooten | Protected Data | Protected Data | Protected Data | Commercial | Solar* Rewards | 2018 |  | n/a
Xcel Energy | 85 | 13781 | IOU | 3136033 | 22 | Solar |  |  | Withdrawn | Brooten | Protected Data | Protected Data | Protected Data | Commercial | Solar* Rewards | 2018 |  | n/a
Xcel Energy | 85 | 13781 | IOU | 3136034 | 5 | Solar |  |  | Withdrawn | Stillwater | Protected Data | Protected Data | Protected Data | Residential | Solar* Rewards | 2018 |  | n/a
Xcel Energy | 85 | 13781 | IOU | 3136035 | 100 | Solar |  |  | Withdrawn | Minneapolis | Protected Data | Protected Data | Protected Data | Commercial | n/a | 2018 |  | n/a
Xcel Energy | 85 | 13781 | IOU | 3136036 | 29 | Solar |  |  | Withdrawn | Minnetonka | Protected Data | Protected Data | Protected Data | Residential | Solar* Rewards | 2018 |  | n/a
Xcel Energy | 85 | 13781 | IOU | 3136037 | 1 | Solar |  |  | Withdrawn | Brooten | Protected Data | Protected Data | Protected Data | Commercial | Solar* Rewards | 2018 |  | n/a
Xcel Energy | 85 | 13781 | IOU | 3136038 | 4 | Solar |  |  | Withdrawn | Osakis | Protected Data | Protected Data | Protected Data | Residential | n/a | 2018 |  | n/a
Xcel Energy | 85 | 13781 | IOU | 3136039 | 20 | Solar |  |  | Withdrawn | Saint Paul | Protected Data | Protected Data | Protected Data | Commercial | Solar* Rewards | 2018 |  | n/a
Xcel Energy | 85 | 13781 | IOU | 3136040 | 7 | Solar |  |  | Withdrawn | Minneapolis | Protected Data | Protected Data | Protected Data | Residential | Solar* Rewards | 2018 |  | n/a
Xcel Energy | 85 | 13781 | IOU | 3136041 | 0 | Solar |  |  | Withdrawn | Janesville | Protected Data | Protected Data | Protected Data | Commercial | n/a | 2018 |  | n/a
Xcel Energy | 85 | 13781 | IOU | 3136042 | 0 | Solar |  |  | Withdrawn | Saint Paul | Protected Data | Protected Data | Protected Data | Residential | Solar* Rewards | 2018 |  | n/a
Xcel Energy | 85 | 13781 | IOU | 3136043 | 20 | Solar |  |  | Withdrawn | Saint Paul | Protected Data | Protected Data | Protected Data | Commercial | Solar* Rewards | 2018 |  | n/a
Xcel Energy | 85 | 13781 | IOU | 3136044 | 5 | Solar |  |  | Withdrawn | Minneapolis | Protected Data | Protected Data | Protected Data | Residential | Solar* Rewards | 2018 |  | n/a
Xcel Energy | 85 | 13781 | IOU | 3136045 | 70 | Solar |  |  | Withdrawn | Maplewood | Protected Data | Protected Data | Protected Data | Commercial | n/a | 2018 |  | n/a
Xcel Energy | 85 | 13781 | IOU | 3136046 | 32 | Solar |  |  | Withdrawn | Renville | Protected Data | Protected Data | Protected Data | Residential | n/a | 2018 |  | n/a
Xcel Energy | 85 | 13781 | IOU | 3136047 | 17 | Solar |  |  | Withdrawn | Watertown | Protected Data | Protected Data | Protected Data | Residential | Solar* Rewards | 2018 |  | n/a
Xcel Energy | 85 | 13781 | IOU | 3136048 | 7 | Solar |  |  | Withdrawn | Saint Paul | Protected Data | Protected Data | Protected Data | Residential | Solar* Rewards | 2018 |  | n/a
Xcel Energy | 85 | 13781 | IOU | 3136049 | 105 | Solar |  |  | Withdrawn | Lake City | Protected Data | Protected Data | Protected Data | Commercial | n/a | 2018 |  | n/a
Xcel Energy | 85 | 13781 | IOU | 3136050 | 5 | Solar |  |  | Withdrawn | Saint Paul Park | Protected Data | Protected Data | Protected Data | Residential | Solar* Rewards | 2018 |  | n/a
Xcel Energy | 85 | 13781 | IOU | 3136051 | 7 | Solar |  |  | Withdrawn | Minneapolis | Protected Data | Protected Data | Protected Data | Residential | Solar* Rewards | 2018 |  | n/a
Xcel Energy | 85 | 13781 | IOU | 3136052 | 7 | Solar |  |  | Withdrawn | Minneapolis | Protected Data | Protected Data | Protected Data | Residential | Solar* Rewards | 2018 |  | n/a
Xcel Energy | 85 | 13781 | IOU | 3136053 | 6 | Solar |  |  | Withdrawn | Afton | Protected Data | Protected Data | Protected Data | Residential | Solar* Rewards | 2018 |  | n/a
Xcel Energy | 85 | 13781 | IOU | 3136054 | 6 | Solar |  |  | Withdrawn | Golden Valley | Protected Data | Protected Data | Protected Data | Residential | Solar* Rewards | 2018 |  | n/a
Xcel Energy | 85 | 13781 | IOU | 3136055 | 6 | Solar |  |  | Withdrawn | Edina | Protected Data | Protected Data | Protected Data | Residential | Solar* Rewards | 2018 |  | n/a
Xcel Energy | 85 | 13781 | IOU | 3136056 | 4 | Solar |  |  | Withdrawn | Minneapolis | Protected Data | Protected Data | Protected Data | Residential | Solar* Rewards | 2018 |  | n/a
Xcel Energy | 85 | 13781 | IOU | 3136057 | 120 | Solar |  |  | Withdrawn | Minneapolis | Protected Data | Protected Data | Protected Data | Commercial | n/a | 2018 |  | n/a
Xcel Energy | 85 | 13781 | IOU | 3136058 | 3 | Solar |  |  | Withdrawn | Stillwater | Protected Data | Protected Data | Protected Data | Residential | Solar* Rewards | 2018 |  | n/a
Xcel Energy | 85 | 13781 | IOU | 3136059 | 4 | Solar |  |  | Withdrawn | Minneapolis | Protected Data | Protected Data | Protected Data | Residential | Solar* Rewards | 2018 |  | n/a
Xcel Energy | 85 | 13781 | IOU | 3136060 | 0 | Solar |  |  | Withdrawn | Minneapolis | Protected Data | Protected Data | Protected Data | Commercial | Solar* Rewards | 2018 |  | n/a
Xcel Energy | 85 | 13781 | IOU | 3136061 | 40 | Solar |  |  | Withdrawn | Eagan | Protected Data | Protected Data | Protected Data | Commercial | Solar* Rewards | 2018 |  | n/a
Xcel Energy | 85 | 13781 | IOU | 3136062 | 20 | Solar |  |  | Withdrawn | Saint Paul | Protected Data | Protected Data | Protected Data | Commercial | Solar* Rewards | 2018 |  | n/a
Xcel Energy | 85 | 13781 | IOU | 3136063 | 20 | Solar |  |  | Withdrawn | Minneapolis | Protected Data | Protected Data | Protected Data | Commercial | Solar* Rewards | 2018 |  | n/a
Xcel Energy | 85 | 13781 | IOU | 3136064 | 40 | Solar |  |  | Withdrawn | Minneapolis | Protected Data | Protected Data | Protected Data | Commercial | Solar* Rewards | 2018 |  | n/a
Xcel Energy | 85 | 13781 | IOU | 3136065 | 40 | Solar |  |  | Withdrawn | Saint Paul | Protected Data | Protected Data | Protected Data | Commercial | Solar* Rewards | 2018 |  | n/a
Xcel Energy | 85 | 13781 | IOU | 3136066 | 40 | Solar |  |  | Withdrawn | Minneapolis | Protected Data | Protected Data | Protected Data | Commercial | Solar* Rewards | 2018 |  | n/a
Xcel Energy | 85 | 13781 | IOU | 3136067 | 40 | Solar |  |  | Withdrawn | Minneapolis | Protected Data | Protected Data | Protected Data | Commercial | Solar* Rewards | 2018 |  | n/a
Xcel Energy | 85 | 13781 | IOU | 3136068 | 40 | Solar |  |  | Withdrawn | Minneapolis | Protected Data | Protected Data | Protected Data | Commercial | Solar* Rewards | 2018 |  | n/a
Xcel Energy | 85 | 13781 | IOU | 3136069 | 20 | Solar |  |  | Withdrawn | Dayton | Protected Data | Protected Data | Protected Data | Commercial | Solar* Rewards | 2018 |  | n/a
Xcel Energy | 85 | 13781 | IOU | 3136070 | 20 | Solar |  |  | Withdrawn | Burnsville | Protected Data | Protected Data | Protected Data | Commercial | Solar* Rewards | 2018 |  | n/a
Xcel Energy | 85 | 13781 | IOU | 3136071 | 0 | Solar |  |  | Withdrawn | Eden Prairie | Protected Data | Protected Data | Protected Data | Commercial | Solar* Rewards | 2018 |  | n/a
Xcel Energy | 85 | 13781 | IOU | 3136072 | 40 | Solar |  |  | Withdrawn | Watertown | Protected Data | Protected Data | Protected Data | Commercial | Solar* Rewards | 2018 |  | n/a
Xcel Energy | 85 | 13781 | IOU | 3136073 | 20 | Solar |  |  | Withdrawn | Rogers | Protected Data | Protected Data | Protected Data | Commercial | Solar* Rewards | 2018 |  | n/a
Xcel Energy | 85 | 13781 | IOU | 3136074 | 20 | Solar |  |  | Withdrawn | Plymouth | Protected Data | Protected Data | Protected Data | Commercial | Solar* Rewards | 2018 |  | n/a
Xcel Energy | 85 | 13781 | IOU | 3136075 | 18 | Solar |  |  | Withdrawn | Minneapolis | Protected Data | Protected Data | Protected Data | Commercial | Solar* Rewards | 2018 |  | n/a
Xcel Energy | 85 | 13781 | IOU | 3136076 | 40 | Solar |  |  | Withdrawn | Hopkins | Protected Data | Protected Data | Protected Data | Commercial | Solar* Rewards | 2018 |  | n/a
Xcel Energy | 85 | 13781 | IOU | 3136077 | 40 | Solar |  |  | Withdrawn | Wyoming | Protected Data | Protected Data | Protected Data | Commercial | Solar* Rewards | 2018 |  | n/a
Xcel Energy | 85 | 13781 | IOU | 3136078 | 20 | Solar |  |  | Withdrawn | Tracy | Protected Data | Protected Data | Protected Data | Commercial | Solar* Rewards | 2018 |  | n/a
Xcel Energy | 85 | 13781 | IOU | 3136079 | 40 | Solar |  |  | Withdrawn | Kimball | Protected Data | Protected Data | Protected Data | Commercial | Solar* Rewards | 2018 |  | n/a
Xcel Energy | 85 | 13781 | IOU | 3136080 | 40 | Solar |  |  | Withdrawn | Wabasha | Protected Data | Protected Data | Protected Data | Commercial | Solar* Rewards | 2018 |  | n/a
Xcel Energy | 85 | 13781 | IOU | 3136081 | 0 | Solar |  |  | Withdrawn | Maple Lake | Protected Data | Protected Data | Protected Data | Commercial | Solar* Rewards | 2018 |  | n/a
Xcel Energy | 85 | 13781 | IOU | 3136082 | 20 | Solar |  |  | Withdrawn | Saint Paul | Protected Data | Protected Data | Protected Data | Commercial | Solar* Rewards | 2018 |  | n/a
Xcel Energy | 85 | 13781 | IOU | 3136083 | 40 | Solar |  |  | Withdrawn | Saint Paul | Protected Data | Protected Data | Protected Data | Commercial | Solar* Rewards | 2018 |  | n/a
Xcel Energy | 85 | 13781 | IOU | 3136084 | 40 | Solar |  |  | Withdrawn | Saint Paul | Protected Data | Protected Data | Protected Data | Commercial | Solar* Rewards | 2018 |  | n/a
Xcel Energy | 85 | 13781 | IOU | 3136085 | 40 | Solar |  |  | Withdrawn | Minneapolis | Protected Data | Protected Data | Protected Data | Commercial | Solar* Rewards | 2018 |  | n/a
Xcel Energy | 85 | 13781 | IOU | 3136086 | 40 | Solar |  |  | Withdrawn | Minneapolis | Protected Data | Protected Data | Protected Data | Commercial | Solar* Rewards | 2018 |  | n/a
Xcel Energy | 85 | 13781 | IOU | 3136087 | 20 | Solar |  |  | Withdrawn | Rogers | Protected Data | Protected Data | Protected Data | Commercial | Solar* Rewards | 2018 |  | n/a
Xcel Energy | 85 | 13781 | IOU | 3136088 | 40 | Solar |  |  | Withdrawn | Minneapolis | Protected Data | Protected Data | Protected Data | Commercial | Solar* Rewards | 2018 |  | n/a
Xcel Energy | 85 | 13781 | IOU | 3136089 | 40 | Solar |  |  | Withdrawn | Stillwater | Protected Data | Protected Data | Protected Data | Commercial | Solar* Rewards | 2018 |  | n/a
Xcel Energy | 85 | 13781 | IOU | 3136090 | 40 | Solar |  |  | Withdrawn | Bloomington | Protected Data | Protected Data | Protected Data | Commercial | Solar* Rewards | 2018 |  | n/a
Xcel Energy | 85 | 13781 | IOU | 3136091 | 20 | Solar |  |  | Withdrawn | Minneapolis | Protected Data | Protected Data | Protected Data | Commercial | Solar* Rewards | 2018 |  | n/a
Xcel Energy | 85 | 13781 | IOU | 3136092 | 33 | Solar |  |  | Withdrawn | Minneapolis | Protected Data | Protected Data | Protected Data | Commercial | Solar* Rewards | 2018 |  | n/a
Xcel Energy | 85 | 13781 | IOU | 3136093 | 40 | Solar |  |  | Withdrawn | Maple Grove | Protected Data | Protected Data | Protected Data | Commercial | Solar* Rewards | 2018 |  | n/a
Xcel Energy | 85 | 13781 | IOU | 3136094 | 40 | Solar |  |  | Withdrawn | Elko New Market | Protected Data | Protected Data | Protected Data | Commercial | Solar* Rewards | 2018 |  | n/a
Xcel Energy | 85 | 13781 | IOU | 3136095 | 40 | Solar |  |  | Withdrawn | Plymouth | Protected Data | Protected Data | Protected Data | Commercial | Solar* Rewards | 2018 |  | n/a
Xcel Energy | 85 | 13781 | IOU | 3136096 | 40 | Solar |  |  | Withdrawn | Plymouth | Protected Data | Protected Data | Protected Data | Commercial | Solar* Rewards | 2018 |  | n/a
Xcel Energy | 85 | 13781 | IOU | 3136097 | 40 | Solar |  |  | Withdrawn | Brooklyn Center | Protected Data | Protected Data | Protected Data | Commercial | Solar* Rewards | 2018 |  | n/a
Xcel Energy | 85 | 13781 | IOU | 3136098 | 40 | Solar |  |  | Withdrawn | Roseville | Protected Data | Protected Data | Protected Data | Commercial | Solar* Rewards | 2018 |  | n/a
Xcel Energy | 85 | 13781 | IOU | 3136099 | 40 | Solar |  |  | Withdrawn | Roseville | Protected Data | Protected Data | Protected Data | Commercial | Solar* Rewards | 2018 |  | n/a
Xcel Energy | 85 | 13781 | IOU | 3136100 | 40 | Solar |  |  | Withdrawn | Spring Lake Park | Protected Data | Protected Data | Protected Data | Commercial | Solar* Rewards | 2018 |  | n/a
Xcel Energy | 85 | 13781 | IOU | 3136101 | 40 | Solar |  |  | Withdrawn | Minneapolis | Protected Data | Protected Data | Protected Data | Commercial | Solar* Rewards | 2018 |  | n/a
Xcel Energy | 85 | 13781 | IOU | 3136102 | 40 | Solar |  |  | Withdrawn | Brooklyn Park | Protected Data | Protected Data | Protected Data | Commercial | Solar* Rewards | 2018 |  | n/a
Xcel Energy | 85 | 13781 | IOU | 3136103 | 40 | Solar |  |  | Withdrawn | Plymouth | Protected Data | Protected Data | Protected Data | Commercial | Solar* Rewards | 2018 |  | n/a
Xcel Energy | 85 | 13781 | IOU | 3136104 | 40 | Solar |  |  | Withdrawn | Minneapolis | Protected Data | Protected Data | Protected Data | Commercial | Solar* Rewards | 2018 |  | n/a
Xcel Energy | 85 | 13781 | IOU | 3136105 | 40 | Solar |  |  | Withdrawn | Richfield | Protected Data | Protected Data | Protected Data | Commercial | Solar* Rewards | 2018 |  | n/a
Xcel Energy | 85 | 13781 | IOU | 3136106 | 40 | Solar |  |  | Withdrawn | Minnetonka | Protected Data | Protected Data | Protected Data | Commercial | Solar* Rewards | 2018 |  | n/a
Xcel Energy | 85 | 13781 | IOU | 3136107 | 21 | Solar |  |  | Withdrawn | New Richland | Protected Data | Protected Data | Protected Data | Commercial | Solar* Rewards | 2018 |  | n/a
Xcel Energy | 85 | 13781 | IOU | 3136108 | 35 | Solar |  |  | Withdrawn | New Richland | Protected Data | Protected Data | Protected Data | Residential | Solar* Rewards | 2018 |  | n/a
Xcel Energy | 85 | 13781 | IOU | 3136109 | 40 | Solar |  |  | Withdrawn | Fridley | Protected Data | Protected Data | Protected Data | Commercial | Solar* Rewards | 2018 |  | n/a
Xcel Energy | 85 | 13781 | IOU | 3136110 | 40 | Solar |  |  | Withdrawn | Fridley | Protected Data | Protected Data | Protected Data | Commercial | Solar* Rewards | 2018 |  | n/a
Xcel Energy | 85 | 13781 | IOU | 3136111 | 0 | Solar |  |  | Withdrawn | New Richland | Protected Data | Protected Data | Protected Data | Residential | Solar* Rewards | 2018 |  | n/a
Xcel Energy | 85 | 13781 | IOU | 3136112 | 328 | Solar |  |  | Withdrawn | Minneapolis | Protected Data | Protected Data | Protected Data | Commercial | n/a | 2018 |  | n/a
Xcel Energy | 85 | 13781 | IOU | 3136113 | 40 | Solar |  |  | Withdrawn | Minneapolis | Protected Data | Protected Data | Protected Data | Commercial | Solar* Rewards | 2018 |  | n/a
Xcel Energy | 85 | 13781 | IOU | 3136115 | 5 | Solar |  |  | Withdrawn | Saint Cloud | Protected Data | Protected Data | Protected Data | Residential | Solar* Rewards | 2018 |  | n/a
Xcel Energy | 85 | 13781 | IOU | 3136116 | 5 | Solar |  |  | Withdrawn | Saint Cloud | Protected Data | Protected Data | Protected Data | Residential | Solar* Rewards | 2018 |  | n/a
Xcel Energy | 85 | 13781 | IOU | 3136117 | 31 | Solar |  |  | Withdrawn | New London | Protected Data | Protected Data | Protected Data | Residential | Solar* Rewards | 2018 |  | n/a
Xcel Energy | 85 | 13781 | IOU | 3136118 | 40 | Solar |  |  | Withdrawn | New London | Protected Data | Protected Data | Protected Data | Commercial | Solar* Rewards | 2018 |  | n/a
Xcel Energy | 85 | 13781 | IOU | 3136119 | 20 | Solar |  |  | Withdrawn | Zumbrota | Protected Data | Protected Data | Protected Data | Commercial | Solar* Rewards | 2018 |  | n/a
Xcel Energy | 85 | 13781 | IOU | 3136120 | 14 | Solar |  |  | Withdrawn | Zumbrota | Protected Data | Protected Data | Protected Data | Commercial | n/a | 2018 |  | n/a
Xcel Energy | 85 | 13781 | IOU | 3136121 | 4 | Solar |  |  | Withdrawn | Brooklyn Park | Protected Data | Protected Data | Protected Data | Residential | Solar* Rewards | 2018 |  | n/a
Xcel Energy | 85 | 13781 | IOU | 3136122 | 40 | Solar |  |  | Withdrawn | Mankato | Protected Data | Protected Data | Protected Data | Commercial | Solar* Rewards | 2018 |  | n/a
Xcel Energy | 85 | 13781 | IOU | 3136124 | 40 | Solar |  |  | Withdrawn | Minneapolis | Protected Data | Protected Data | Protected Data | Commercial | Solar* Rewards | 2018 |  | n/a
Xcel Energy | 85 | 13781 | IOU | 3136125 | 17 | Solar |  |  | Withdrawn | Lake Elmo | Protected Data | Protected Data | Protected Data | Commercial | Solar* Rewards | 2018 |  | n/a
Xcel Energy | 85 | 13781 | IOU | 3136126 | 33 | Solar |  |  | Withdrawn | Cottonwood | Protected Data | Protected Data | Protected Data | Commercial | Solar* Rewards | 2018 |  | n/a
Xcel Energy | 85 | 13781 | IOU | 3136127 | 28 | Solar |  |  | Withdrawn | Renville | Protected Data | Protected Data | Protected Data | Residential | Solar* Rewards | 2018 |  | n/a
Xcel Energy | 85 | 13781 | IOU | 3136128 | 39 | Solar |  |  | Withdrawn | Renville | Protected Data | Protected Data | Protected Data | Commercial | Solar* Rewards | 2018 |  | n/a
Xcel Energy | 85 | 13781 | IOU | 3136129 | 39 | Solar |  |  | Withdrawn | Red Wing | Protected Data | Protected Data | Protected Data | Commercial | Solar* Rewards | 2018 |  | n/a
Xcel Energy | 85 | 13781 | IOU | 3136130 | 5 | Solar |  |  | Withdrawn | Minneapolis | Protected Data | Protected Data | Protected Data | Residential | Solar* Rewards | 2018 |  | n/a
Xcel Energy | 85 | 13781 | IOU | 3136131 | 11 | Solar |  |  | Withdrawn | Red Wing | Protected Data | Protected Data | Protected Data | Residential | Solar* Rewards | 2018 |  | n/a
Xcel Energy | 85 | 13781 | IOU | 3136132 | 0 | Solar |  |  | Withdrawn | Brooklyn Park | Protected Data | Protected Data | Protected Data | Residential | Solar* Rewards | 2018 |  | n/a
Xcel Energy | 85 | 13781 | IOU | 3136133 | 8 | Solar |  |  | Withdrawn | Brooklyn Park | Protected Data | Protected Data | Protected Data | Residential | Solar* Rewards | 2018 |  | n/a
Xcel Energy | 85 | 13781 | IOU | 3136134 | 13 | Solar |  |  | Withdrawn | Minnetonka | Protected Data | Protected Data | Protected Data | Residential | Solar* Rewards | 2018 |  | n/a
Xcel Energy | 85 | 13781 | IOU | 3136135 | 6 | Solar |  |  | Withdrawn | New Brighton | Protected Data | Protected Data | Protected Data | Residential | Solar* Rewards | 2018 |  | n/a
Xcel Energy | 85 | 13781 | IOU | 3136136 | 0 | Solar |  |  | Withdrawn | Rollingstone | Protected Data | Protected Data | Protected Data | Residential | Solar* Rewards | 2018 |  | n/a
Xcel Energy | 85 | 13781 | IOU | 3136137 | 0 | Solar |  |  | Withdrawn | Minneapolis | Protected Data | Protected Data | Protected Data | Residential | Solar* Rewards | 2018 |  | n/a
Xcel Energy | 85 | 13781 | IOU | 3136138 | 0 | Solar |  |  | Withdrawn | Minneapolis | Protected Data | Protected Data | Protected Data | Residential | Solar* Rewards | 2018 |  | n/a
Xcel Energy | 85 | 13781 | IOU | 3136139 | 0 | Solar |  |  | Withdrawn | Minneapolis | Protected Data | Protected Data | Protected Data | Residential | Solar* Rewards | 2018 |  | n/a
Xcel Energy | 85 | 13781 | IOU | 3136140 | 7 | Solar |  |  | Withdrawn | Saint Anthony | Protected Data | Protected Data | Protected Data | Residential | Solar* Rewards | 2018 |  | n/a
Xcel Energy | 85 | 13781 | IOU | 3136141 | 4 | Solar |  |  | Withdrawn | Minneapolis | Protected Data | Protected Data | Protected Data | Residential | Solar* Rewards | 2018 |  | n/a
Xcel Energy | 85 | 13781 | IOU | 3136142 | 0 | Solar |  |  | Withdrawn | Minneapolis | Protected Data | Protected Data | Protected Data | Commercial | n/a | 2018 |  | n/a
Xcel Energy | 85 | 13781 | IOU | 3136143 | 8 | Solar |  |  | Withdrawn | Bloomington | Protected Data | Protected Data | Protected Data | Residential | Solar* Rewards | 2018 |  | n/a
Xcel Energy | 85 | 13781 | IOU | 3136144 | 6 | Solar |  |  | Withdrawn | Lino Lakes | Protected Data | Protected Data | Protected Data | Commercial | Solar* Rewards | 2018 |  | n/a
Xcel Energy | 85 | 13781 | IOU | 3136145 | 0 | Solar |  |  | Withdrawn | Minneapolis | Protected Data | Protected Data | Protected Data | Commercial | n/a | 2018 |  | n/a
Xcel Energy | 85 | 13781 | IOU | 3136146 | 8 | Solar |  |  | Withdrawn | Saint Paul | Protected Data | Protected Data | Protected Data | Residential | Solar* Rewards | 2018 |  | n/a
Xcel Energy | 85 | 13781 | IOU | 3136147 | 5 | Solar |  |  | Withdrawn | Eden Prairie | Protected Data | Protected Data | Protected Data | Residential | Solar* Rewards | 2018 |  | n/a
Xcel Energy | 85 | 13781 | IOU | 3136148 | 0 | Solar |  |  | Withdrawn | New London | Protected Data | Protected Data | Protected Data | Residential | Solar* Rewards | 2018 |  | n/a
Xcel Energy | 85 | 13781 | IOU | 3136149 | 51 | Solar |  |  | Withdrawn | New London | Protected Data | Protected Data | Protected Data | Commercial | Solar* Rewards | 2018 |  | n/a
Xcel Energy | 85 | 13781 | IOU | 3136150 | 10 | Solar |  |  | Withdrawn | Eden Prairie | Protected Data | Protected Data | Protected Data | Residential | Solar* Rewards | 2018 |  | n/a
Xcel Energy | 85 | 13781 | IOU | 3136151 | 13 | Solar |  |  | Withdrawn | Lake Elmo | Protected Data | Protected Data | Protected Data | Residential | Solar* Rewards | 2018 |  | n/a
Xcel Energy | 85 | 13781 | IOU | 3136152 | 11 | Solar |  |  | Withdrawn | Minneapolis | Protected Data | Protected Data | Protected Data | Residential | Solar* Rewards | 2018 |  | n/a
Xcel Energy | 85 | 13781 | IOU | 3136153 | 5 | Solar |  |  | Withdrawn | Saint Louis Park | Protected Data | Protected Data | Protected Data | Residential | Made In MN | 2018 |  | n/a
Xcel Energy | 85 | 13781 | IOU | 3136154 | 10 | Solar |  |  | Withdrawn | Saint Paul | Protected Data | Protected Data | Protected Data | Residential | Solar* Rewards | 2018 |  | n/a
Xcel Energy | 85 | 13781 | IOU | 3136155 | 10 | Solar |  |  | Withdrawn | Roseville | Protected Data | Protected Data | Protected Data | Residential | Solar* Rewards | 2018 |  | n/a
Xcel Energy | 85 | 13781 | IOU | 3136156 | 40 | Solar |  |  | Withdrawn | Saint Paul | Protected Data | Protected Data | Protected Data | Commercial | Solar* Rewards | 2018 |  | n/a
Xcel Energy | 85 | 13781 | IOU | 3136157 | 39 | Solar |  |  | Withdrawn | Minneapolis | Protected Data | Protected Data | Protected Data | Commercial | Solar* Rewards | 2018 |  | n/a
Xcel Energy | 85 | 13781 | IOU | 3136158 | 175 | Solar |  |  | Withdrawn | Brooklyn Park | Protected Data | Protected Data | Protected Data | Commercial | Solar* Rewards | 2018 |  | n/a
Xcel Energy | 85 | 13781 | IOU | 3136159 | 12 | Solar |  |  | Withdrawn | Stillwater | Protected Data | Protected Data | Protected Data | Residential | Solar* Rewards | 2018 |  | n/a
Xcel Energy | 85 | 13781 | IOU | 3136160 | 21 | Solar |  |  | Withdrawn | Saint Louis Park | Protected Data | Protected Data | Protected Data | Commercial | Solar* Rewards | 2018 |  | n/a
Xcel Energy | 85 | 13781 | IOU | 3136161 | 175 | Solar |  |  | Withdrawn | Brooklyn Park | Protected Data | Protected Data | Protected Data | Commercial | n/a | 2018 |  | n/a
Xcel Energy | 85 | 13781 | IOU | 3136162 | 60 | Solar |  |  | Withdrawn | Zumbrota | Protected Data | Protected Data | Protected Data | Commercial | n/a | 2018 |  | n/a
Xcel Energy | 85 | 13781 | IOU | 3136163 | 52 | Solar |  |  | Withdrawn | Zumbrota | Protected Data | Protected Data | Protected Data | Commercial | n/a | 2018 |  | n/a
Xcel Energy | 85 | 13781 | IOU | 3136164 | 40 | Solar |  |  | Withdrawn | Minnetonka | Protected Data | Protected Data | Protected Data | Commercial | Solar* Rewards | 2018 |  | n/a
Xcel Energy | 85 | 13781 | IOU | 3136165 | 0 | Solar |  |  | Withdrawn | Vadnais Heights | Protected Data | Protected Data | Protected Data | Residential | Solar* Rewards | 2018 |  | n/a
Xcel Energy | 85 | 13781 | IOU | 3136166 | 0 | Solar |  |  | Withdrawn | Vadnais Heights | Protected Data | Protected Data | Protected Data | Residential | Solar* Rewards | 2018 |  | n/a
Xcel Energy | 85 | 13781 | IOU | 3136167 | 13 | Solar |  |  | Withdrawn | Chisago City | Protected Data | Protected Data | Protected Data | Residential | Solar* Rewards | 2018 |  | n/a
Xcel Energy | 85 | 13781 | IOU | 3136168 | 38 | Solar |  |  | Withdrawn | Lester Prairie | Protected Data | Protected Data | Protected Data | Residential | Solar* Rewards | 2018 |  | n/a
Xcel Energy | 85 | 13781 | IOU | 3136169 | 0 | Solar |  |  | Withdrawn | Minneapolis | Protected Data | Protected Data | Protected Data | Residential | Solar* Rewards | 2018 |  | n/a
Xcel Energy | 85 | 13781 | IOU | 3136170 | 25 | Solar |  |  | Withdrawn | Waconia | Protected Data | Protected Data | Protected Data | Commercial | Solar* Rewards | 2018 |  | n/a
Xcel Energy | 85 | 13781 | IOU | 3136171 | 1 | Solar |  | X | Withdrawn | Minneapolis | Protected Data | Protected Data | Protected Data | Residential | Solar* Rewards | 2018 |  | n/a
Xcel Energy | 85 | 13781 | IOU | 3136172 | 0 | Solar |  |  | Withdrawn | Tonka Bay | Protected Data | Protected Data | Protected Data | Residential | Solar* Rewards | 2018 |  | n/a
Xcel Energy | 85 | 13781 | IOU | 3136173 | 16 | Solar |  |  | Withdrawn | Lindstrom | Protected Data | Protected Data | Protected Data | Residential | Solar* Rewards | 2018 |  | n/a
Xcel Energy | 85 | 13781 | IOU | 3136174 | 0 | Solar |  |  | Withdrawn | Fairbault | Protected Data | Protected Data | Protected Data | Residential | Solar* Rewards | 2018 |  | n/a
Xcel Energy | 85 | 13781 | IOU | 3136175 | 10 | Solar |  |  | Withdrawn | Minnetonka | Protected Data | Protected Data | Protected Data | Residential | Solar* Rewards | 2018 |  | n/a
Xcel Energy | 85 | 13781 | IOU | 3136176 | 11 | Solar |  |  | Withdrawn | Roseville | Protected Data | Protected Data | Protected Data | Residential | Solar* Rewards | 2018 |  | n/a
Xcel Energy | 85 | 13781 | IOU | 3136177 | 2 | Solar |  |  | Withdrawn | Minneapolis | Protected Data | Protected Data | Protected Data | Residential | Solar* Rewards | 2018 |  | n/a
Xcel Energy | 85 | 13781 | IOU | 3136178 | 9 | Solar |  |  | Withdrawn | Brooklyn Park | Protected Data | Protected Data | Protected Data | Residential | Solar* Rewards | 2018 |  | n/a
Xcel Energy | 85 | 13781 | IOU | 3136179 | 15 | Solar |  |  | Withdrawn | Coon Rapids | Protected Data | Protected Data | Protected Data | Residential | Solar* Rewards | 2018 |  | n/a
Xcel Energy | 85 | 13781 | IOU | 3136180 | 8 | Solar |  |  | Withdrawn | Minneapolis | Protected Data | Protected Data | Protected Data | Residential | Solar* Rewards | 2018 |  | n/a
Xcel Energy | 85 | 13781 | IOU | 3136181 | 7 | Solar |  |  | Withdrawn | Saint Paul | Protected Data | Protected Data | Protected Data | Residential | Solar* Rewards | 2018 |  | n/a
Xcel Energy | 85 | 13781 | IOU | 3136183 | 8 | Solar |  |  | Withdrawn | New Brighton | Protected Data | Protected Data | Protected Data | Residential | Solar* Rewards | 2018 |  | n/a
Xcel Energy | 85 | 13781 | IOU | 3136184 | 5 | Solar |  |  | Withdrawn | Minneapolis | Protected Data | Protected Data | Protected Data | Residential | Solar* Rewards | 2018 |  | n/a
Xcel Energy | 85 | 13781 | IOU | 3136185 | 18 | Solar |  |  | Withdrawn | Kimball | Protected Data | Protected Data | Protected Data | Residential | Solar* Rewards | 2018 |  | n/a
Xcel Energy | 85 | 13781 | IOU | 3136186 | 7 | Solar |  |  | Withdrawn | Saint Paul | Protected Data | Protected Data | Protected Data | Residential | Solar* Rewards | 2018 |  | n/a
Xcel Energy | 85 | 13781 | IOU | 3136187 | 7 | Solar |  |  | Withdrawn | Minneapolis | Protected Data | Protected Data | Protected Data | Residential | Solar* Rewards | 2018 |  | n/a
Xcel Energy | 85 | 13781 | IOU | 3136188 | 40 | Solar |  |  | Withdrawn | New Brighton | Protected Data | Protected Data | Protected Data | Commercial | Solar* Rewards | 2018 |  | n/a
Xcel Energy | 85 | 13781 | IOU | 3136189 | 0 | Solar |  |  | Withdrawn | Saint Louis Park | Protected Data | Protected Data | Protected Data | Residential | Solar* Rewards | 2018 |  | n/a
Xcel Energy | 85 | 13781 | IOU | 3136190 | 5 | Solar |  | X | Withdrawn | Saint Louis Park | Protected Data | Protected Data | Protected Data | Residential | Solar* Rewards | 2018 |  | n/a
Xcel Energy | 85 | 13781 | IOU | 3136191 | 39 | Solar |  |  | Withdrawn | Minneapolis | Protected Data | Protected Data | Protected Data | Commercial | Solar* Rewards | 2018 |  | n/a
Xcel Energy | 85 | 13781 | IOU | 3136192 | 4 | Solar |  |  | Withdrawn | Minneapolis | Protected Data | Protected Data | Protected Data | Residential | Solar* Rewards | 2018 |  | n/a
Xcel Energy | 85 | 13781 | IOU | 3136193 | 12 | Solar |  |  | Withdrawn | Stillwater | Protected Data | Protected Data | Protected Data | Residential | Solar* Rewards | 2018 |  | n/a
Xcel Energy | 85 | 13781 | IOU | 3136194 | 3 | Solar |  |  | Withdrawn | Minneapolis | Protected Data | Protected Data | Protected Data | Residential | Solar* Rewards | 2018 |  | n/a
Xcel Energy | 85 | 13781 | IOU | 3136195 | 12 | Solar |  |  | Withdrawn | Saint Paul | Protected Data | Protected Data | Protected Data | Residential | Solar* Rewards | 2018 |  | n/a
Xcel Energy | 85 | 13781 | IOU | 3136196 | 9 | Solar |  |  | Withdrawn | Bloomington | Protected Data | Protected Data | Protected Data | Residential | Solar* Rewards | 2018 |  | n/a
Xcel Energy | 85 | 13781 | IOU | 3136197 | 24 | Solar |  |  | Withdrawn | Farmington | Protected Data | Protected Data | Protected Data | Commercial | Solar* Rewards | 2018 |  | n/a
Xcel Energy | 85 | 13781 | IOU | 3136198 | 38 | Solar |  |  | Withdrawn | Clarks Grove | Protected Data | Protected Data | Protected Data | Commercial | Solar* Rewards | 2018 |  | n/a
Xcel Energy | 85 | 13781 | IOU | 3136199 | 7 | Solar |  |  | Withdrawn | Minneapolis | Protected Data | Protected Data | Protected Data | Commercial | Solar* Rewards | 2018 |  | n/a
Xcel Energy | 85 | 13781 | IOU | 3136200 | 14 | Solar |  | X | Withdrawn | Minneapolis | Protected Data | Protected Data | Protected Data | Residential | Solar* Rewards | 2018 |  | n/a
Xcel Energy | 85 | 13781 | IOU | 3136201 | 0 | Solar |  |  | Withdrawn | Mound | Protected Data | Protected Data | Protected Data | Commercial | Solar* Rewards | 2018 |  | n/a
Xcel Energy | 85 | 13781 | IOU | 3136202 | 32 | Solar |  |  | Withdrawn | Minneapolis | Protected Data | Protected Data | Protected Data | Commercial | Solar* Rewards | 2018 |  | n/a
Xcel Energy | 85 | 13781 | IOU | 3136203 | 0 | Solar |  |  | Withdrawn | Saint Paul | Protected Data | Protected Data | Protected Data | Commercial | Solar* Rewards | 2018 |  | n/a
Xcel Energy | 85 | 13781 | IOU | 3136204 | 233 | Solar |  |  | Withdrawn | Saint Paul | Protected Data | Protected Data | Protected Data | Commercial | n/a | 2018 |  | n/a
Xcel Energy | 85 | 13781 | IOU | 3136205 | 40 | Solar |  |  | Withdrawn | West Saint Paul | Protected Data | Protected Data | Protected Data | Commercial | Solar* Rewards | 2018 |  | n/a
Xcel Energy | 85 | 13781 | IOU | 3136206 | 18 | Solar |  |  | Withdrawn | Minneapolis | Protected Data | Protected Data | Protected Data | Commercial | Solar* Rewards | 2018 |  | n/a
Xcel Energy | 85 | 13781 | IOU | 3136207 | 10 | Solar |  |  | Withdrawn | Oakdale | Protected Data | Protected Data | Protected Data | Residential | Solar* Rewards | 2018 |  | n/a
Xcel Energy | 85 | 13781 | IOU | 3136208 | 40 | Solar |  |  | Withdrawn | Plymouth | Protected Data | Protected Data | Protected Data | Commercial | Solar* Rewards | 2018 |  | n/a
Xcel Energy | 85 | 13781 | IOU | 3136209 | 6 | Solar |  |  | Withdrawn | Golden Valley | Protected Data | Protected Data | Protected Data | Residential | Solar* Rewards | 2018 |  | n/a
Xcel Energy | 85 | 13781 | IOU | 3136210 | 7 | Solar |  |  | Withdrawn | Saint Paul | Protected Data | Protected Data | Protected Data | Residential | Solar* Rewards | 2018 |  | n/a
Xcel Energy | 85 | 13781 | IOU | 3136211 | 3 | Solar |  |  | Withdrawn | Minneapolis | Protected Data | Protected Data | Protected Data | Residential | Solar* Rewards | 2018 |  | n/a
Xcel Energy | 85 | 13781 | IOU | 3136212 | 37 | Solar |  |  | Withdrawn | Excelsior | Protected Data | Protected Data | Protected Data | Commercial | Solar* Rewards | 2018 |  | n/a
Xcel Energy | 85 | 13781 | IOU | 3136213 | 0 | Solar |  |  | Withdrawn | Winona | Protected Data | Protected Data | Protected Data | Residential | Solar* Rewards | 2018 |  | n/a
Xcel Energy | 85 | 13781 | IOU | 3136214 | 0 | Solar |  |  | Withdrawn | Woodbury | Protected Data | Protected Data | Protected Data | Residential | Solar* Rewards | 2018 |  | n/a
Xcel Energy | 85 | 13781 | IOU | 3136215 | 0 | Solar |  |  | Withdrawn | Montevideo | Protected Data | Protected Data | Protected Data | Commercial | Solar* Rewards | 2018 |  | n/a
Xcel Energy | 85 | 13781 | IOU | 3136216 | 22 | Solar |  |  | Withdrawn | Minneapolis | Protected Data | Protected Data | Protected Data | Commercial | Solar* Rewards | 2018 |  | n/a
Xcel Energy | 85 | 13781 | IOU | 3136217 | 39 | Solar |  |  | Withdrawn | Saint Louis Park | Protected Data | Protected Data | Protected Data | Commercial | Solar* Rewards | 2018 |  | n/a
Xcel Energy | 85 | 13781 | IOU | 3136218 | 39 | Solar |  |  | Withdrawn | Saint Louis Park | Protected Data | Protected Data | Protected Data | Commercial | Solar* Rewards | 2018 |  | n/a
Xcel Energy | 85 | 13781 | IOU | 3136219 | 16 | Solar |  |  | Withdrawn | Winona | Protected Data | Protected Data | Protected Data | Residential | Solar* Rewards | 2018 |  | n/a
Xcel Energy | 85 | 13781 | IOU | 3136220 | 40 | Solar |  |  | Withdrawn | Minneapolis | Protected Data | Protected Data | Protected Data | Commercial | Solar* Rewards | 2018 |  | n/a
Xcel Energy | 85 | 13781 | IOU | 3136221 | 6 | Solar |  |  | Withdrawn | Stillwater | Protected Data | Protected Data | Protected Data | Residential | Solar* Rewards | 2018 |  | n/a
Xcel Energy | 85 | 13781 | IOU | 3136222 | 8 | Solar |  |  | Withdrawn | Avon | Protected Data | Protected Data | Protected Data | Residential | Solar* Rewards | 2018 |  | n/a
Xcel Energy | 85 | 13781 | IOU | 3136223 | 40 | Solar |  |  | Withdrawn | Spring Lake Park | Protected Data | Protected Data | Protected Data | Commercial | Solar* Rewards | 2018 |  | n/a
Xcel Energy | 85 | 13781 | IOU | 3136224 | 0 | Solar |  |  | Withdrawn | Winona | Protected Data | Protected Data | Protected Data | Residential | Solar* Rewards | 2018 |  | n/a
Xcel Energy | 85 | 13781 | IOU | 3136225 | 40 | Solar |  |  | Withdrawn | Roseville | Protected Data | Protected Data | Protected Data | Commercial | Solar* Rewards | 2018 |  | n/a
Xcel Energy | 85 | 13781 | IOU | 3136226 | 40 | Solar |  |  | Withdrawn | Maple Grove | Protected Data | Protected Data | Protected Data | Commercial | Solar* Rewards | 2018 |  | n/a
Xcel Energy | 85 | 13781 | IOU | 3136227 | 40 | Solar |  |  | Withdrawn | Maple Grove | Protected Data | Protected Data | Protected Data | Commercial | Solar* Rewards | 2018 |  | n/a
Xcel Energy | 85 | 13781 | IOU | 3136228 | 40 | Solar |  |  | Withdrawn | Maple Grove | Protected Data | Protected Data | Protected Data | Commercial | Solar* Rewards | 2018 |  | n/a
Xcel Energy | 85 | 13781 | IOU | 3136229 | 6 | Solar |  |  | Withdrawn | Richmond | Protected Data | Protected Data | Protected Data | Residential | Solar* Rewards | 2018 |  | n/a
Xcel Energy | 85 | 13781 | IOU | 3136230 | 18 | Solar |  |  | Withdrawn | Minneapolis | Protected Data | Protected Data | Protected Data | Commercial | Solar* Rewards | 2018 |  | n/a
Xcel Energy | 85 | 13781 | IOU | 3136231 | 40 | Solar |  |  | Withdrawn | White Bear Lake | Protected Data | Protected Data | Protected Data | Commercial | Solar* Rewards | 2018 |  | n/a
Xcel Energy | 85 | 13781 | IOU | 3136232 | 4 | Solar |  |  | Withdrawn | Saint Paul | Protected Data | Protected Data | Protected Data | Residential | Solar* Rewards | 2018 |  | n/a
Xcel Energy | 85 | 13781 | IOU | 3136233 | 11 | Solar |  |  | Withdrawn | Saint Joseph | Protected Data | Protected Data | Protected Data | Commercial | Solar* Rewards | 2018 |  | n/a
Xcel Energy | 85 | 13781 | IOU | 3136234 | 39 | Solar |  |  | Withdrawn | Clarks Grove | Protected Data | Protected Data | Protected Data | Commercial | Solar* Rewards | 2018 |  | n/a
Xcel Energy | 85 | 13781 | IOU | 3136235 | 5 | Solar |  |  | Withdrawn | Mankato | Protected Data | Protected Data | Protected Data | Residential | Solar* Rewards | 2018 |  | n/a
Xcel Energy | 85 | 13781 | IOU | 3136236 | 4 | Solar |  |  | Withdrawn | Minneapolis | Protected Data | Protected Data | Protected Data | Residential | Solar* Rewards | 2018 |  | n/a
Xcel Energy | 85 | 13781 | IOU | 3136237 | 396 | Solar |  |  | Withdrawn | Saint Cloud | Protected Data | Protected Data | Protected Data | Commercial | Solar* Rewards | 2019 |  | n/a
Xcel Energy | 85 | 13781 | IOU | 3136238 | 40 | Solar |  |  | Withdrawn | Hopkins | Protected Data | Protected Data | Protected Data | Commercial | Solar* Rewards | 2019 |  | n/a
Xcel Energy | 85 | 13781 | IOU | 3136239 | 6 | Solar |  |  | Withdrawn | Saint Paul | Protected Data | Protected Data | Protected Data | Residential | Solar* Rewards | 2019 |  | n/a
Xcel Energy | 85 | 13781 | IOU | 3136240 | 4 | Solar |  |  | Withdrawn | Saint Paul | Protected Data | Protected Data | Protected Data | Residential | Solar* Rewards | 2019 |  | n/a
Xcel Energy | 85 | 13781 | IOU | 3136241 | 40 | Solar |  |  | Withdrawn | Rogers | Protected Data | Protected Data | Protected Data | Commercial | Solar* Rewards | 2019 |  | n/a
Xcel Energy | 85 | 13781 | IOU | 3136242 | 39 | Solar |  |  | Withdrawn | Forest Lake | Protected Data | Protected Data | Protected Data | Commercial | Solar* Rewards | 2019 |  | n/a
Xcel Energy | 85 | 13781 | IOU | 3136243 | 7 | Solar |  |  | Withdrawn | Saint Cloud | Protected Data | Protected Data | Protected Data | Commercial | Solar* Rewards | 2019 |  | n/a
Xcel Energy | 85 | 13781 | IOU | 3136244 | 10 | Solar |  |  | Withdrawn | Saint Cloud | Protected Data | Protected Data | Protected Data | Commercial | Solar* Rewards | 2019 |  | n/a
Xcel Energy | 85 | 13781 | IOU | 3136245 | 31 | Solar |  |  | Withdrawn | Faribault | Protected Data | Protected Data | Protected Data | Commercial | Solar* Rewards | 2019 |  | n/a
Xcel Energy | 85 | 13781 | IOU | 3136246 | 40 | Solar |  |  | Withdrawn | Hopkins | Protected Data | Protected Data | Protected Data | Commercial | Solar* Rewards | 2019 |  | n/a
Xcel Energy | 85 | 13781 | IOU | 3136247 | 10 | Solar |  |  | Withdrawn | Minneapolis | Protected Data | Protected Data | Protected Data | Residential | Solar* Rewards | 2019 |  | n/a
Xcel Energy | 85 | 13781 | IOU | 3136248 | 0 | Solar |  |  | Withdrawn | Minnetonka | Protected Data | Protected Data | Protected Data | Residential | Solar* Rewards | 2019 |  | n/a
Xcel Energy | 85 | 13781 | IOU | 3136249 | 8 | Solar |  |  | Withdrawn | Farmington | Protected Data | Protected Data | Protected Data | Residential | Solar* Rewards | 2019 |  | n/a
Xcel Energy | 85 | 13781 | IOU | 3136250 | 6 | Solar |  |  | Withdrawn | Saint Paul | Protected Data | Protected Data | Protected Data | Residential | Solar* Rewards | 2019 |  | n/a
Xcel Energy | 85 | 13781 | IOU | 3136251 | 5 | Solar |  |  | Withdrawn | Saint Paul | Protected Data | Protected Data | Protected Data | Residential | Solar* Rewards | 2019 |  | n/a
Xcel Energy | 85 | 13781 | IOU | 3136252 | 5 | Solar |  |  | Withdrawn | Minneapolis | Protected Data | Protected Data | Protected Data | Residential | Solar* Rewards | 2019 |  | n/a
Xcel Energy | 85 | 13781 | IOU | 3136253 | 14 | Solar |  |  | Withdrawn | Albertville | Protected Data | Protected Data | Protected Data | Residential | Solar* Rewards | 2019 |  | n/a
Xcel Energy | 85 | 13781 | IOU | 3136254 | 0 | Solar |  |  | Withdrawn | Minneapolis | Protected Data | Protected Data | Protected Data | Commercial | Solar* Rewards | 2019 |  | n/a
Xcel Energy | 85 | 13781 | IOU | 3136255 | 0 | Solar |  |  | Withdrawn | Minneapolis | Protected Data | Protected Data | Protected Data | Commercial | Solar* Rewards | 2019 |  | n/a
Xcel Energy | 85 | 13781 | IOU | 3136256 | 0 | Solar |  |  | Withdrawn | Stacy | Protected Data | Protected Data | Protected Data | Residential | Solar* Rewards | 2019 |  | n/a
Xcel Energy | 85 | 13781 | IOU | 3136257 | 7 | Solar |  |  | Withdrawn | Cottage Grove | Protected Data | Protected Data | Protected Data | Residential | Solar* Rewards | 2019 |  | n/a
Xcel Energy | 85 | 13781 | IOU | 3136258 | 0 | Solar |  |  | Withdrawn | Edina | Protected Data | Protected Data | Protected Data | Residential | Solar* Rewards | 2019 |  | n/a
Xcel Energy | 85 | 13781 | IOU | 3136259 | 0 | Solar |  |  | Withdrawn | Minneapolis | Protected Data | Protected Data | Protected Data | Residential | Solar* Rewards | 2019 |  | n/a
Xcel Energy | 85 | 13781 | IOU | 3136260 | 1 | Solar |  |  | Withdrawn | Redwood Falls | Protected Data | Protected Data | Protected Data | Residential | Solar* Rewards | 2019 |  | n/a
Xcel Energy | 85 | 13781 | IOU | 3136261 | 9 | Solar |  |  | Withdrawn | Roseville | Protected Data | Protected Data | Protected Data | Residential | Solar* Rewards | 2019 |  | n/a
Xcel Energy | 85 | 13781 | IOU | 3136262 | 10 | Solar |  |  | Withdrawn | Minneapolis | Protected Data | Protected Data | Protected Data | Residential | Solar* Rewards | 2019 |  | n/a
Xcel Energy | 85 | 13781 | IOU | 3136263 | 3 | Solar |  |  | Withdrawn | Minneapolis | Protected Data | Protected Data | Protected Data | Residential | Solar* Rewards | 2019 |  | n/a
Xcel Energy | 85 | 13781 | IOU | 3136264 | 8 | Solar |  |  | Withdrawn | New Hope | Protected Data | Protected Data | Protected Data | Residential | Solar* Rewards | 2019 |  | n/a
Xcel Energy | 85 | 13781 | IOU | 3136265 | 10 | Solar |  |  | Withdrawn | Norwood Young America | Protected Data | Protected Data | Protected Data | Residential | Solar* Rewards | 2019 |  | n/a
Xcel Energy | 85 | 13781 | IOU | 3136266 | 5 | Solar |  |  | Withdrawn | Maplewood | Protected Data | Protected Data | Protected Data | Residential | Solar* Rewards | 2019 |  | n/a
Xcel Energy | 85 | 13781 | IOU | 3136267 | 0 | Solar |  |  | Withdrawn | Minneapolis | Protected Data | Protected Data | Protected Data | Residential | Solar* Rewards | 2019 |  | n/a
Xcel Energy | 85 | 13781 | IOU | 3136268 | 0 | Solar |  |  | Withdrawn | Bloomington | Protected Data | Protected Data | Protected Data | Commercial | Solar* Rewards | 2019 |  | n/a
Xcel Energy | 85 | 13781 | IOU | 3136269 | 0 | Solar |  |  | Withdrawn | Minneapolis | Protected Data | Protected Data | Protected Data | Residential | Solar* Rewards | 2019 |  | n/a
Xcel Energy | 85 | 13781 | IOU | 3136270 | 7 | Solar |  |  | Withdrawn | Eden Prairie | Protected Data | Protected Data | Protected Data | Residential | Solar* Rewards | 2019 |  | n/a
Xcel Energy | 85 | 13781 | IOU | 3136271 | 4 | Solar |  |  | Withdrawn | Saint Paul | Protected Data | Protected Data | Protected Data | Commercial | Solar* Rewards | 2019 |  | n/a
Xcel Energy | 85 | 13781 | IOU | 3136272 | 27 | Solar |  |  | Withdrawn | Currie | Protected Data | Protected Data | Protected Data | Residential | Solar* Rewards | 2019 |  | n/a
Xcel Energy | 85 | 13781 | IOU | 3136273 | 10 | Solar |  |  | Withdrawn | Lake Elmo | Protected Data | Protected Data | Protected Data | Residential | Solar* Rewards | 2019 |  | n/a
Xcel Energy | 85 | 13781 | IOU | 3136274 | 10 | Solar |  |  | Withdrawn | Minnetonka | Protected Data | Protected Data | Protected Data | Residential | Solar* Rewards | 2019 |  | n/a
Xcel Energy | 85 | 13781 | IOU | 3136275 | 9 | Solar |  |  | Withdrawn | Afton | Protected Data | Protected Data | Protected Data | Residential | Solar* Rewards | 2019 |  | n/a
Xcel Energy | 85 | 13781 | IOU | 3136276 | 13 | Solar |  |  | Withdrawn | Afton | Protected Data | Protected Data | Protected Data | Residential | Solar* Rewards | 2019 |  | n/a
Xcel Energy | 85 | 13781 | IOU | 3136277 | 8 | Solar |  |  | Withdrawn | Saint Bonifacius | Protected Data | Protected Data | Protected Data | Residential | Solar* Rewards | 2019 |  | n/a
Xcel Energy | 85 | 13781 | IOU | 3136278 | 5 | Solar |  |  | Withdrawn | Cottage Grove | Protected Data | Protected Data | Protected Data | Residential | Solar* Rewards | 2019 |  | n/a
Xcel Energy | 85 | 13781 | IOU | 3136279 | 3 | Solar |  |  | Withdrawn | Saint Paul | Protected Data | Protected Data | Protected Data | Residential | Solar* Rewards | 2019 |  | n/a
Xcel Energy | 85 | 13781 | IOU | 3136280 | 3 | Solar |  |  | Withdrawn | Minneapolis | Protected Data | Protected Data | Protected Data | Residential | Solar* Rewards | 2019 |  | n/a
Xcel Energy | 85 | 13781 | IOU | 3136281 | 3 | Solar |  |  | Withdrawn | Minneapolis | Protected Data | Protected Data | Protected Data | Residential | Solar* Rewards | 2019 |  | n/a
Xcel Energy | 85 | 13781 | IOU | 3136282 | 9 | Solar |  |  | Withdrawn | Brooklyn Park | Protected Data | Protected Data | Protected Data | Residential | Solar* Rewards | 2019 |  | n/a
Xcel Energy | 85 | 13781 | IOU | 3136283 | 6 | Solar |  |  | Withdrawn | Saint Paul | Protected Data | Protected Data | Protected Data | Residential | Solar* Rewards | 2019 |  | n/a
Xcel Energy | 85 | 13781 | IOU | 3136284 | 10 | Solar |  |  | Withdrawn | Dayton | Protected Data | Protected Data | Protected Data | Residential | Solar* Rewards | 2019 |  | n/a
Xcel Energy | 85 | 13781 | IOU | 3136285 | 4 | Solar |  |  | Withdrawn | Inver Grove Heights | Protected Data | Protected Data | Protected Data | Residential | Solar* Rewards | 2019 |  | n/a
Xcel Energy | 85 | 13781 | IOU | 3136286 | 9 | Solar |  |  | Withdrawn | Brooklyn Park | Protected Data | Protected Data | Protected Data | Residential | Solar* Rewards | 2019 |  | n/a
Xcel Energy | 85 | 13781 | IOU | 3136287 | 0 | Solar |  |  | Withdrawn | Waconia | Protected Data | Protected Data | Protected Data | Residential | Solar* Rewards | 2019 |  | n/a
Xcel Energy | 85 | 13781 | IOU | 3136288 | 0 | Solar |  |  | Withdrawn | Saint Paul | Protected Data | Protected Data | Protected Data | Residential | Solar* Rewards | 2019 |  | n/a
Xcel Energy | 85 | 13781 | IOU | 3136290 | 0 | Solar |  |  | Withdrawn | Minneapolis | Protected Data | Protected Data | Protected Data | Residential | Solar* Rewards | 2019 |  | n/a
Xcel Energy | 85 | 13781 | IOU | 3136291 | 8 | Solar |  |  | Withdrawn | Lakeville | Protected Data | Protected Data | Protected Data | Residential | Solar* Rewards | 2019 |  | n/a
Xcel Energy | 85 | 13781 | IOU | 3136292 | 0 | Solar |  |  | Withdrawn | Saint Michael | Protected Data | Protected Data | Protected Data | Residential | Solar* Rewards | 2019 |  | n/a
Xcel Energy | 85 | 13781 | IOU | 3136293 | 0 | Solar |  |  | Withdrawn | Winona | Protected Data | Protected Data | Protected Data | Residential | Solar* Rewards | 2019 |  | n/a
Xcel Energy | 85 | 13781 | IOU | 3136294 | 9 | Solar |  |  | Withdrawn | Saint Paul | Protected Data | Protected Data | Protected Data | Residential | Solar* Rewards | 2019 |  | n/a
Xcel Energy | 85 | 13781 | IOU | 3136295 | 7 | Solar |  |  | Withdrawn | Winona | Protected Data | Protected Data | Protected Data | Commercial | Solar* Rewards | 2019 |  | n/a
Xcel Energy | 85 | 13781 | IOU | 3136296 | 14 | Solar |  |  | Withdrawn | Waseca | Protected Data | Protected Data | Protected Data | Residential | Solar* Rewards | 2019 |  | n/a
Xcel Energy | 85 | 13781 | IOU | 3136297 | 8 | Solar |  |  | Withdrawn | Burnsville | Protected Data | Protected Data | Protected Data | Residential | Solar* Rewards | 2019 |  | n/a
Xcel Energy | 85 | 13781 | IOU | 3136298 | 7 | Solar |  |  | Withdrawn | Minnetonka | Protected Data | Protected Data | Protected Data | Residential | Solar* Rewards | 2019 |  | n/a
Xcel Energy | 85 | 13781 | IOU | 3136299 | 14 | Solar |  |  | Withdrawn | Dassel | Protected Data | Protected Data | Protected Data | Residential | Solar* Rewards | 2019 |  | n/a
Xcel Energy | 85 | 13781 | IOU | 3136300 | 7 | Solar |  |  | Withdrawn | New Brighton | Protected Data | Protected Data | Protected Data | Residential | Solar* Rewards | 2019 |  | n/a
Xcel Energy | 85 | 13781 | IOU | 3136306 | 12 | Solar |  |  | Withdrawn | Winona | Protected Data | Protected Data | Protected Data | Residential | Made In MN | 2014 |  | n/a
Xcel Energy | 85 | 13781 | IOU | 3136307 | 1 | Solar |  |  | Withdrawn | Winona | Protected Data | Protected Data | Protected Data | Residential | Solar* Rewards | 2014 |  | n/a
Xcel Energy | 85 | 13781 | IOU | 3136959 | 6 | Solar |  |  | Withdrawn | Mound | Protected Data | Protected Data | Protected Data | Residential | Made In MN | 2014 |  | n/a
Xcel Energy | 85 | 13781 | IOU | 3136960 | 3 | Solar |  |  | Withdrawn | Brooklyn Park | Protected Data | Protected Data | Protected Data | Residential | Made In MN | 2014 |  | n/a
Xcel Energy | 85 | 13781 | IOU | 3136961 | 10 | Solar |  |  | Withdrawn | Taylors Falls | Protected Data | Protected Data | Protected Data | Residential | Made In MN | 2014 |  | n/a
Xcel Energy | 85 | 13781 | IOU | 3136962 | 10 | Solar |  |  | Withdrawn | Winona | Protected Data | Protected Data | Protected Data | Residential | Made In MN | 2014 |  | n/a
Xcel Energy | 85 | 13781 | IOU | 3136963 | 10 | Solar |  |  | Withdrawn | Altura | Protected Data | Protected Data | Protected Data | Residential | Made In MN | 2014 |  | n/a
Xcel Energy | 85 | 13781 | IOU | 3136964 | 8 | Solar |  |  | Withdrawn | Minneapolis | Protected Data | Protected Data | Protected Data | Residential | Made In MN | 2014 |  | n/a
Xcel Energy | 85 | 13781 | IOU | 3136965 | 15 | Solar |  |  | Withdrawn | Eden Prairie | Protected Data | Protected Data | Protected Data | Commercial | Solar* Rewards | 2014 |  | n/a
Xcel Energy | 85 | 13781 | IOU | 3136966 | 5 | Solar |  |  | Withdrawn | Saint Cloud | Protected Data | Protected Data | Protected Data | Residential | Made In MN | 2014 |  | n/a
Xcel Energy | 85 | 13781 | IOU | 3136967 | 7 | Solar |  |  | Withdrawn | Shoreview | Protected Data | Protected Data | Protected Data | Residential | Made In MN | 2014 |  | n/a
Xcel Energy | 85 | 13781 | IOU | 3136968 | 6 | Solar |  |  | Withdrawn | Centerville | Protected Data | Protected Data | Protected Data | Residential | Made In MN | 2014 |  | n/a
Xcel Energy | 85 | 13781 | IOU | 3136969 | 0 | Solar |  |  | Withdrawn | Minneapolis | Protected Data | Protected Data | Protected Data | Commercial | Made In MN | 2014 |  | n/a
Xcel Energy | 85 | 13781 | IOU | 3136970 | 39 | Solar |  |  | Withdrawn | Northfield | Protected Data | Protected Data | Protected Data | Commercial | Made In MN | 2014 |  | n/a
Xcel Energy | 85 | 13781 | IOU | 3136971 | 6 | Solar |  |  | Withdrawn | Saint Paul | Protected Data | Protected Data | Protected Data | Residential | Made In MN | 2014 |  | n/a
Xcel Energy | 85 | 13781 | IOU | 3136972 | 10 | Solar |  |  | Withdrawn | Maple Grove | Protected Data | Protected Data | Protected Data | Residential | Made In MN | 2014 |  | n/a
Xcel Energy | 85 | 13781 | IOU | 3136973 | 10 | Solar |  |  | Withdrawn | Kasson | Protected Data | Protected Data | Protected Data | Residential | Made In MN | 2014 |  | n/a
Xcel Energy | 85 | 13781 | IOU | 3136974 | 0 | Solar |  |  | Withdrawn | Minneapolis | Protected Data | Protected Data | Protected Data | Residential | Made In MN | 2014 |  | n/a
Xcel Energy | 85 | 13781 | IOU | 3136975 | 10 | Solar |  |  | Withdrawn | Minneapolis | Protected Data | Protected Data | Protected Data | Commercial | Made In MN | 2014 |  | n/a
Xcel Energy | 85 | 13781 | IOU | 3136976 | 0 | Solar |  |  | Withdrawn | Minneapolis | Protected Data | Protected Data | Protected Data | Commercial | Made In MN | 2014 |  | n/a
Xcel Energy | 85 | 13781 | IOU | 3136977 | 5 | Solar |  |  | Withdrawn | Minneapolis | Protected Data | Protected Data | Protected Data | Commercial | Made In MN | 2014 |  | n/a
Xcel Energy | 85 | 13781 | IOU | 3136978 | 5 | Solar |  |  | Withdrawn | Minneapolis | Protected Data | Protected Data | Protected Data | Commercial | Made In MN | 2014 |  | n/a
Xcel Energy | 85 | 13781 | IOU | 3136979 | 2 | Solar |  |  | Withdrawn | Minneapolis | Protected Data | Protected Data | Protected Data | Residential | Made In MN | 2014 |  | n/a
Xcel Energy | 85 | 13781 | IOU | 3136980 | 7 | Solar |  |  | Withdrawn | South Saint Paul | Protected Data | Protected Data | Protected Data | Residential | Solar* Rewards | 2014 |  | n/a
Xcel Energy | 85 | 13781 | IOU | 3136981 | 7 | Solar |  |  | Withdrawn | South Saint Paul | Protected Data | Protected Data | Protected Data | Residential | Solar* Rewards | 2014 |  | n/a
Xcel Energy | 85 | 13781 | IOU | 3136982 | 20 | Solar |  |  | Withdrawn | Edina | Protected Data | Protected Data | Protected Data | Commercial | Solar* Rewards | 2014 |  | n/a
Xcel Energy | 85 | 13781 | IOU | 3136983 | 20 | Solar |  |  | Withdrawn | Edina | Protected Data | Protected Data | Protected Data | Commercial | Solar* Rewards | 2014 |  | n/a
Xcel Energy | 85 | 13781 | IOU | 3136984 | 20 | Solar |  |  | Withdrawn | Edina | Protected Data | Protected Data | Protected Data | Commercial | Solar* Rewards | 2014 |  | n/a
Xcel Energy | 85 | 13781 | IOU | 3136985 | 20 | Solar |  |  | Withdrawn | Edina | Protected Data | Protected Data | Protected Data | Commercial | Solar* Rewards | 2014 |  | n/a
Xcel Energy | 85 | 13781 | IOU | 3136986 | 20 | Solar |  |  | Withdrawn | Osseo | Protected Data | Protected Data | Protected Data | Commercial | Solar* Rewards | 2014 |  | n/a
Xcel Energy | 85 | 13781 | IOU | 3136987 | 20 | Solar |  |  | Withdrawn | Osseo | Protected Data | Protected Data | Protected Data | Commercial | Solar* Rewards | 2014 |  | n/a
Xcel Energy | 85 | 13781 | IOU | 3136988 | 0 | Solar |  |  | Withdrawn | Champlin | Protected Data | Protected Data | Protected Data | Residential | Made In MN | 2014 |  | n/a
Xcel Energy | 85 | 13781 | IOU | 3136989 | 0 | Solar |  |  | Withdrawn | Kasson | Protected Data | Protected Data | Protected Data | Residential | Made In MN | 2014 |  | n/a
Xcel Energy | 85 | 13781 | IOU | 3136990 | 10 | Solar |  |  | Withdrawn | Roseville | Protected Data | Protected Data | Protected Data | Residential | Made In MN | 2014 |  | n/a
Xcel Energy | 85 | 13781 | IOU | 3136991 | 2 | Solar |  |  | Withdrawn | Stacy | Protected Data | Protected Data | Protected Data | Residential | Made In MN | 2014 |  | n/a
Xcel Energy | 85 | 13781 | IOU | 3136992 | 0 | Solar |  |  | Withdrawn | Kasota | Protected Data | Protected Data | Protected Data | Commercial | Made In MN | 2014 |  | n/a
Xcel Energy | 85 | 13781 | IOU | 3136993 | 20 | Solar |  |  | Withdrawn | Winona | Protected Data | Protected Data | Protected Data | Commercial | Made In MN | 2014 |  | n/a
Xcel Energy | 85 | 13781 | IOU | 3136994 | 0 | Solar |  |  | Withdrawn | Minneapolis | Protected Data | Protected Data | Protected Data | Residential | Solar* Rewards | 2014 |  | n/a
Xcel Energy | 85 | 13781 | IOU | 3136995 | 20 | Solar |  |  | Withdrawn | Maplewood | Protected Data | Protected Data | Protected Data | Commercial | Solar* Rewards | 2014 |  | n/a
Xcel Energy | 85 | 13781 | IOU | 3136996 | 20 | Solar |  |  | Withdrawn | Minneapolis | Protected Data | Protected Data | Protected Data | Commercial | Solar* Rewards | 2014 |  | n/a
Xcel Energy | 85 | 13781 | IOU | 3136997 | 15 | Solar |  |  | Withdrawn | Kasson | Protected Data | Protected Data | Protected Data | Residential | Solar* Rewards | 2014 |  | n/a
Xcel Energy | 85 | 13781 | IOU | 3136998 | 20 | Solar |  |  | Withdrawn | Saint Paul | Protected Data | Protected Data | Protected Data | Commercial | Solar* Rewards | 2014 |  | n/a
Xcel Energy | 85 | 13781 | IOU | 3136999 | 6 | Solar |  |  | Withdrawn | Eden Prairie | Protected Data | Protected Data | Protected Data | Residential | Solar* Rewards | 2014 |  | n/a
Xcel Energy | 85 | 13781 | IOU | 3137000 | 20 | Solar |  |  | Withdrawn | Saint Paul | Protected Data | Protected Data | Protected Data | Commercial | Solar* Rewards | 2014 |  | n/a
Xcel Energy | 85 | 13781 | IOU | 3137001 | 20 | Solar |  |  | Withdrawn | Coon Rapids | Protected Data | Protected Data | Protected Data | Commercial | Solar* Rewards | 2014 |  | n/a
Xcel Energy | 85 | 13781 | IOU | 3137002 | 5 | Solar |  |  | Withdrawn | Plymouth | Protected Data | Protected Data | Protected Data | Residential | Solar* Rewards | 2014 |  | n/a
Xcel Energy | 85 | 13781 | IOU | 3137003 | 0 | Solar |  |  | Withdrawn | Stillwater | Protected Data | Protected Data | Protected Data | Residential | Solar* Rewards | 2014 |  | n/a
Xcel Energy | 85 | 13781 | IOU | 3137004 | 9 | Solar |  |  | Withdrawn | Saint Cloud | Protected Data | Protected Data | Protected Data | Residential | Solar* Rewards | 2014 |  | n/a
Xcel Energy | 85 | 13781 | IOU | 3137005 | 10 | Solar |  |  | Withdrawn | Monticello | Protected Data | Protected Data | Protected Data | Residential | Solar* Rewards | 2014 |  | n/a
Xcel Energy | 85 | 13781 | IOU | 3137006 | 8 | Solar |  |  | Withdrawn | Minneapolis | Protected Data | Protected Data | Protected Data | Residential | Solar* Rewards | 2014 |  | n/a
Xcel Energy | 85 | 13781 | IOU | 3137007 | 20 | Solar |  |  | Withdrawn | Minneapolis | Protected Data | Protected Data | Protected Data | Commercial | Solar* Rewards | 2014 |  | n/a
Xcel Energy | 85 | 13781 | IOU | 3137008 | 11 | Solar |  |  | Withdrawn | Dayton | Protected Data | Protected Data | Protected Data | Residential | Solar* Rewards | 2014 |  | n/a
Xcel Energy | 85 | 13781 | IOU | 3137009 | 20 | Solar |  |  | Withdrawn | Minneapolis | Protected Data | Protected Data | Protected Data | Commercial | Solar* Rewards | 2014 |  | n/a
Xcel Energy | 85 | 13781 | IOU | 3137010 | 5 | Solar |  |  | Withdrawn | Minnetonka | Protected Data | Protected Data | Protected Data | Residential | Solar* Rewards | 2014 |  | n/a
Xcel Energy | 85 | 13781 | IOU | 3137011 | 0 | Solar |  |  | Withdrawn | Marine On Saint Croix | Protected Data | Protected Data | Protected Data | Residential | Solar* Rewards | 2014 |  | n/a
Xcel Energy | 85 | 13781 | IOU | 3137012 | 16 | Solar |  |  | Withdrawn | Northfield | Protected Data | Protected Data | Protected Data | Residential | Solar* Rewards | 2014 |  | n/a
Xcel Energy | 85 | 13781 | IOU | 3137013 | 17 | Solar |  |  | Withdrawn | Kasota | Protected Data | Protected Data | Protected Data | Commercial | Solar* Rewards | 2014 |  | n/a
Xcel Energy | 85 | 13781 | IOU | 3137014 | 3 | Solar |  |  | Withdrawn | Minneapolis | Protected Data | Protected Data | Protected Data | Residential | Solar* Rewards | 2014 |  | n/a
Xcel Energy | 85 | 13781 | IOU | 3137015 | 20 | Solar |  |  | Withdrawn | Maplewood | Protected Data | Protected Data | Protected Data | Commercial | Solar* Rewards | 2014 |  | n/a
Xcel Energy | 85 | 13781 | IOU | 3137016 | 20 | Solar |  |  | Withdrawn | Kasota | Protected Data | Protected Data | Protected Data | Commercial | Solar* Rewards | 2014 |  | n/a
Xcel Energy | 85 | 13781 | IOU | 3137017 | 20 | Solar |  |  | Withdrawn | Saint Paul | Protected Data | Protected Data | Protected Data | Commercial | Solar* Rewards | 2014 |  | n/a
Xcel Energy | 85 | 13781 | IOU | 3137018 | 20 | Solar |  |  | Withdrawn | Bloomington | Protected Data | Protected Data | Protected Data | Residential | Solar* Rewards | 2014 |  | n/a
Xcel Energy | 85 | 13781 | IOU | 3137019 | 0 | Solar |  |  | Withdrawn | Bloomington | Protected Data | Protected Data | Protected Data | Residential | Solar* Rewards | 2014 |  | n/a
Xcel Energy | 85 | 13781 | IOU | 3137020 | 4 | Solar |  |  | Withdrawn | Minneapolis | Protected Data | Protected Data | Protected Data | Residential | Solar* Rewards | 2014 |  | n/a
Xcel Energy | 85 | 13781 | IOU | 3137021 | 7 | Solar |  |  | Withdrawn | Bloomington | Protected Data | Protected Data | Protected Data | Residential | Solar* Rewards | 2014 |  | n/a
Xcel Energy | 85 | 13781 | IOU | 3137022 | 20 | Solar |  |  | Withdrawn | Hopkins | Protected Data | Protected Data | Protected Data | Commercial | Solar* Rewards | 2014 |  | n/a
Xcel Energy | 85 | 13781 | IOU | 3137023 | 0 | Solar |  |  | Withdrawn | Saint Paul | Protected Data | Protected Data | Protected Data | Residential | Solar* Rewards | 2014 |  | n/a
Xcel Energy | 85 | 13781 | IOU | 3137024 | 20 | Solar |  |  | Withdrawn | Maplewood | Protected Data | Protected Data | Protected Data | Commercial | Solar* Rewards | 2014 |  | n/a
Xcel Energy | 85 | 13781 | IOU | 3137025 | 0 | Solar |  |  | Withdrawn | Plymouth | Protected Data | Protected Data | Protected Data | Residential | Solar* Rewards | 2014 |  | n/a
Xcel Energy | 85 | 13781 | IOU | 3137026 | 20 | Solar |  |  | Withdrawn | Crystal | Protected Data | Protected Data | Protected Data | Commercial | Solar* Rewards | 2014 |  | n/a
Xcel Energy | 85 | 13781 | IOU | 3137027 | 8 | Solar |  |  | Withdrawn | Altura | Protected Data | Protected Data | Protected Data | Residential | Solar* Rewards | 2014 |  | n/a
Xcel Energy | 85 | 13781 | IOU | 3137028 | 8 | Solar |  |  | Withdrawn | Eden Prairie | Protected Data | Protected Data | Protected Data | Residential | Solar* Rewards | 2014 |  | n/a
Xcel Energy | 85 | 13781 | IOU | 3137029 | 20 | Solar |  |  | Withdrawn | Maplewood | Protected Data | Protected Data | Protected Data | Commercial | Solar* Rewards | 2014 |  | n/a
Xcel Energy | 85 | 13781 | IOU | 3137030 | 12 | Solar |  |  | Withdrawn | Scandia | Protected Data | Protected Data | Protected Data | Residential | Solar* Rewards | 2014 |  | n/a
Xcel Energy | 85 | 13781 | IOU | 3137031 | 9 | Solar |  |  | Withdrawn | Rogers | Protected Data | Protected Data | Protected Data | Residential | Solar* Rewards | 2014 |  | n/a
Xcel Energy | 85 | 13781 | IOU | 3137032 | 20 | Solar |  |  | Withdrawn | Minneapolis | Protected Data | Protected Data | Protected Data | Commercial | Solar* Rewards | 2014 |  | n/a
Xcel Energy | 85 | 13781 | IOU | 3137033 | 4 | Solar |  |  | Withdrawn | Minnetonka | Protected Data | Protected Data | Protected Data | Residential | Solar* Rewards | 2014 |  | n/a
Xcel Energy | 85 | 13781 | IOU | 3137034 | 0 | Solar |  |  | Withdrawn | Saint Paul | Protected Data | Protected Data | Protected Data | Commercial | Solar* Rewards | 2014 |  | n/a
Xcel Energy | 85 | 13781 | IOU | 3137035 | 20 | Solar |  |  | Withdrawn | Saint Paul | Protected Data | Protected Data | Protected Data | Commercial | Solar* Rewards | 2014 |  | n/a
Xcel Energy | 85 | 13781 | IOU | 3137036 | 20 | Solar |  |  | Withdrawn | Minneapolis | Protected Data | Protected Data | Protected Data | Commercial | Solar* Rewards | 2014 |  | n/a
Xcel Energy | 85 | 13781 | IOU | 3137037 | 1 | Solar |  |  | Withdrawn | Elysian | Protected Data | Protected Data | Protected Data | Commercial | Solar* Rewards | 2014 |  | n/a
Xcel Energy | 85 | 13781 | IOU | 3137038 | 20 | Solar |  |  | Withdrawn | Elysian | Protected Data | Protected Data | Protected Data | Commercial | Solar* Rewards | 2014 |  | n/a
Xcel Energy | 85 | 13781 | IOU | 3137039 | 6 | Solar |  |  | Withdrawn | Maple Grove | Protected Data | Protected Data | Protected Data | Residential | Solar* Rewards | 2014 |  | n/a
Xcel Energy | 85 | 13781 | IOU | 3137040 | 20 | Solar |  |  | Withdrawn | Golden Valley | Protected Data | Protected Data | Protected Data | Commercial | Solar* Rewards | 2014 |  | n/a
Xcel Energy | 85 | 13781 | IOU | 3137041 | 3 | Solar |  |  | Withdrawn | Northfield | Protected Data | Protected Data | Protected Data | Residential | Solar* Rewards | 2014 |  | n/a
Xcel Energy | 85 | 13781 | IOU | 3137042 | 20 | Solar |  |  | Withdrawn | Mendota Heights | Protected Data | Protected Data | Protected Data | Commercial | Solar* Rewards | 2014 |  | n/a
Xcel Energy | 85 | 13781 | IOU | 3137043 | 2 | Solar |  |  | Withdrawn | Minneapolis | Protected Data | Protected Data | Protected Data | Commercial | Solar* Rewards | 2014 |  | n/a
Xcel Energy | 85 | 13781 | IOU | 3137044 | 20 | Solar |  |  | Withdrawn | Becker | Protected Data | Protected Data | Protected Data | Commercial | Solar* Rewards | 2014 |  | n/a
Xcel Energy | 85 | 13781 | IOU | 3137045 | 14 | Solar |  |  | Withdrawn | West Concord | Protected Data | Protected Data | Protected Data | Residential | Solar* Rewards | 2014 |  | n/a
Xcel Energy | 85 | 13781 | IOU | 3137046 | 20 | Solar |  |  | Withdrawn | Hopkins | Protected Data | Protected Data | Protected Data | Commercial | Solar* Rewards | 2014 |  | n/a
Xcel Energy | 85 | 13781 | IOU | 3137047 | 4 | Solar |  |  | Withdrawn | Minneapolis | Protected Data | Protected Data | Protected Data | Residential | Solar* Rewards | 2014 |  | n/a
Xcel Energy | 85 | 13781 | IOU | 3137048 | 20 | Solar |  |  | Withdrawn | Edina | Protected Data | Protected Data | Protected Data | Commercial | Solar* Rewards | 2014 |  | n/a
Xcel Energy | 85 | 13781 | IOU | 3137049 | 1 | Solar |  |  | Withdrawn | Stillwater | Protected Data | Protected Data | Protected Data | Residential | Solar* Rewards | 2014 |  | n/a
Xcel Energy | 85 | 13781 | IOU | 3137050 | 13 | Solar |  |  | Withdrawn | Saint Paul | Protected Data | Protected Data | Protected Data | Commercial | Solar* Rewards | 2014 |  | n/a
Xcel Energy | 85 | 13781 | IOU | 3137051 | 20 | Solar |  |  | Withdrawn | Saint Paul | Protected Data | Protected Data | Protected Data | Commercial | Solar* Rewards | 2014 |  | n/a
Xcel Energy | 85 | 13781 | IOU | 3137052 | 4 | Solar |  |  | Withdrawn | Minneapolis | Protected Data | Protected Data | Protected Data | Residential | Solar* Rewards | 2014 |  | n/a
Xcel Energy | 85 | 13781 | IOU | 3137053 | 11 | Solar |  |  | Withdrawn | Saint Paul | Protected Data | Protected Data | Protected Data | Commercial | Solar* Rewards | 2014 |  | n/a
Xcel Energy | 85 | 13781 | IOU | 3137054 | 19 | Solar |  |  | Withdrawn | Maplewood | Protected Data | Protected Data | Protected Data | Commercial | Solar* Rewards | 2014 |  | n/a
Xcel Energy | 85 | 13781 | IOU | 3137055 | 20 | Solar |  |  | Withdrawn | Plymouth | Protected Data | Protected Data | Protected Data | Commercial | Solar* Rewards | 2014 |  | n/a
Xcel Energy | 85 | 13781 | IOU | 3137056 | 3 | Solar |  |  | Withdrawn | Saint Paul | Protected Data | Protected Data | Protected Data | Residential | Solar* Rewards | 2014 |  | n/a
Xcel Energy | 85 | 13781 | IOU | 3137057 | 20 | Solar |  |  | Withdrawn | Mendota Heights | Protected Data | Protected Data | Protected Data | Commercial | Solar* Rewards | 2014 |  | n/a
Xcel Energy | 85 | 13781 | IOU | 3137058 | 4 | Solar |  |  | Withdrawn | Minneapolis | Protected Data | Protected Data | Protected Data | Residential | Solar* Rewards | 2014 |  | n/a
Xcel Energy | 85 | 13781 | IOU | 3137059 | 20 | Solar |  |  | Withdrawn | Eden Prairie | Protected Data | Protected Data | Protected Data | Commercial | Solar* Rewards | 2014 |  | n/a
Xcel Energy | 85 | 13781 | IOU | 3137060 | 20 | Solar |  |  | Withdrawn | Golden Valley | Protected Data | Protected Data | Protected Data | Commercial | Solar* Rewards | 2014 |  | n/a
Xcel Energy | 85 | 13781 | IOU | 3137061 | 20 | Solar |  |  | Withdrawn | Mendota Heights | Protected Data | Protected Data | Protected Data | Commercial | Solar* Rewards | 2014 |  | n/a
Xcel Energy | 85 | 13781 | IOU | 3137062 | 1 | Solar |  |  | Withdrawn | Stillwater | Protected Data | Protected Data | Protected Data | Commercial | Solar* Rewards | 2014 |  | n/a
Xcel Energy | 85 | 13781 | IOU | 3137063 | 20 | Solar |  |  | Withdrawn | Brooklyn Park | Protected Data | Protected Data | Protected Data | Commercial | Solar* Rewards | 2014 |  | n/a
Xcel Energy | 85 | 13781 | IOU | 3137064 | 9 | Solar |  |  | Withdrawn | Woodbury | Protected Data | Protected Data | Protected Data | Residential | Solar* Rewards | 2014 |  | n/a
Xcel Energy | 85 | 13781 | IOU | 3137065 | 20 | Solar |  |  | Withdrawn | Saint Louis Park | Protected Data | Protected Data | Protected Data | Commercial | Solar* Rewards | 2014 |  | n/a
Xcel Energy | 85 | 13781 | IOU | 3137066 | 20 | Solar |  |  | Withdrawn | Altura | Protected Data | Protected Data | Protected Data | Residential | Solar* Rewards | 2014 |  | n/a
Xcel Energy | 85 | 13781 | IOU | 3137067 | 20 | Solar |  |  | Withdrawn | Bloomington | Protected Data | Protected Data | Protected Data | Commercial | Solar* Rewards | 2014 |  | n/a
Xcel Energy | 85 | 13781 | IOU | 3137068 | 20 | Solar |  |  | Withdrawn | Woodbury | Protected Data | Protected Data | Protected Data | Commercial | Solar* Rewards | 2014 |  | n/a
Xcel Energy | 85 | 13781 | IOU | 3137069 | 20 | Solar |  |  | Withdrawn | South Saint Paul | Protected Data | Protected Data | Protected Data | Commercial | Solar* Rewards | 2014 |  | n/a
Xcel Energy | 85 | 13781 | IOU | 3137070 | 3 | Solar |  |  | Withdrawn | Brooklyn Park | Protected Data | Protected Data | Protected Data | Residential | Solar* Rewards | 2014 |  | n/a
Xcel Energy | 85 | 13781 | IOU | 3137071 | 20 | Solar |  |  | Withdrawn | Brooklyn Center | Protected Data | Protected Data | Protected Data | Commercial | Solar* Rewards | 2014 |  | n/a
Xcel Energy | 85 | 13781 | IOU | 3137072 | 1 | Solar |  |  | Withdrawn | Stillwater | Protected Data | Protected Data | Protected Data | Residential | Solar* Rewards | 2014 |  | n/a
Xcel Energy | 85 | 13781 | IOU | 3137073 | 20 | Solar |  |  | Withdrawn | Richfield | Protected Data | Protected Data | Protected Data | Commercial | Solar* Rewards | 2014 |  | n/a
Xcel Energy | 85 | 13781 | IOU | 3137074 | 20 | Solar |  |  | Withdrawn | Bloomington | Protected Data | Protected Data | Protected Data | Commercial | Solar* Rewards | 2014 |  | n/a
Xcel Energy | 85 | 13781 | IOU | 3137075 | 20 | Solar |  |  | Withdrawn | Golden Valley | Protected Data | Protected Data | Protected Data | Commercial | Solar* Rewards | 2014 |  | n/a
Xcel Energy | 85 | 13781 | IOU | 3137076 | 20 | Solar |  |  | Withdrawn | Edina | Protected Data | Protected Data | Protected Data | Commercial | Solar* Rewards | 2014 |  | n/a
Xcel Energy | 85 | 13781 | IOU | 3137077 | 20 | Solar |  |  | Withdrawn | Golden Valley | Protected Data | Protected Data | Protected Data | Residential | Solar* Rewards | 2014 |  | n/a
Xcel Energy | 85 | 13781 | IOU | 3137078 | 20 | Solar |  |  | Withdrawn | Brooklyn Park | Protected Data | Protected Data | Protected Data | Commercial | Solar* Rewards | 2014 |  | n/a
Xcel Energy | 85 | 13781 | IOU | 3137079 | 20 | Solar |  |  | Withdrawn | Minneapolis | Protected Data | Protected Data | Protected Data | Commercial | Solar* Rewards | 2014 |  | n/a
Xcel Energy | 85 | 13781 | IOU | 3137080 | 20 | Solar |  |  | Withdrawn | Brooklyn Park | Protected Data | Protected Data | Protected Data | Commercial | Solar* Rewards | 2014 |  | n/a
Xcel Energy | 85 | 13781 | IOU | 3137081 | 20 | Solar |  |  | Withdrawn | Minneapolis | Protected Data | Protected Data | Protected Data | Commercial | Solar* Rewards | 2014 |  | n/a
Xcel Energy | 85 | 13781 | IOU | 3137082 | 20 | Solar |  |  | Withdrawn | Minneapolis | Protected Data | Protected Data | Protected Data | Commercial | Solar* Rewards | 2014 |  | n/a
Xcel Energy | 85 | 13781 | IOU | 3137083 | 20 | Solar |  |  | Withdrawn | Fridley | Protected Data | Protected Data | Protected Data | Commercial | Solar* Rewards | 2014 |  | n/a
Xcel Energy | 85 | 13781 | IOU | 3137084 | 20 | Solar |  |  | Withdrawn | Hopkins | Protected Data | Protected Data | Protected Data | Commercial | Solar* Rewards | 2014 |  | n/a
Xcel Energy | 85 | 13781 | IOU | 3137085 | 7 | Solar |  |  | Withdrawn | White Bear Lake | Protected Data | Protected Data | Protected Data | Residential | Solar* Rewards | 2014 |  | n/a
Xcel Energy | 85 | 13781 | IOU | 3137086 | 3 | Solar |  |  | Withdrawn | Stillwater | Protected Data | Protected Data | Protected Data | Residential | Solar* Rewards | 2014 |  | n/a
Xcel Energy | 85 | 13781 | IOU | 3137087 | 20 | Solar |  |  | Withdrawn | Minneapolis | Protected Data | Protected Data | Protected Data | Commercial | Solar* Rewards | 2014 |  | n/a
Xcel Energy | 85 | 13781 | IOU | 3137088 | 20 | Solar |  |  | Withdrawn | Medina | Protected Data | Protected Data | Protected Data | Commercial | Solar* Rewards | 2014 |  | n/a
Xcel Energy | 85 | 13781 | IOU | 3137089 | 20 | Solar |  |  | Withdrawn | Medina | Protected Data | Protected Data | Protected Data | Commercial | Solar* Rewards | 2014 |  | n/a
Xcel Energy | 85 | 13781 | IOU | 3137090 | 0 | Solar |  |  | Withdrawn | Stillwater | Protected Data | Protected Data | Protected Data | Residential | Solar* Rewards | 2014 |  | n/a
Xcel Energy | 85 | 13781 | IOU | 3137091 | 20 | Solar |  |  | Withdrawn | Rogers | Protected Data | Protected Data | Protected Data | Commercial | Solar* Rewards | 2014 |  | n/a
Xcel Energy | 85 | 13781 | IOU | 3137092 | 5 | Solar |  |  | Withdrawn | Saint Louis Park | Protected Data | Protected Data | Protected Data | Residential | Solar* Rewards | 2014 |  | n/a
Xcel Energy | 85 | 13781 | IOU | 3137093 | 6 | Solar |  |  | Withdrawn | Minneapolis | Protected Data | Protected Data | Protected Data | Residential | Solar* Rewards | 2014 |  | n/a
Xcel Energy | 85 | 13781 | IOU | 3137094 | 20 | Solar |  |  | Withdrawn | Golden Valley | Protected Data | Protected Data | Protected Data | Commercial | Solar* Rewards | 2014 |  | n/a
Xcel Energy | 85 | 13781 | IOU | 3137095 | 20 | Solar |  |  | Withdrawn | Minneapolis | Protected Data | Protected Data | Protected Data | Commercial | Solar* Rewards | 2014 |  | n/a
Xcel Energy | 85 | 13781 | IOU | 3137096 | 20 | Solar |  |  | Withdrawn | Brooklyn Center | Protected Data | Protected Data | Protected Data | Commercial | Solar* Rewards | 2014 |  | n/a
Xcel Energy | 85 | 13781 | IOU | 3137097 | 20 | Solar |  |  | Withdrawn | Golden Valley | Protected Data | Protected Data | Protected Data | Commercial | Solar* Rewards | 2014 |  | n/a
Xcel Energy | 85 | 13781 | IOU | 3137098 | 20 | Solar |  |  | Withdrawn | Fridley | Protected Data | Protected Data | Protected Data | Commercial | Solar* Rewards | 2014 |  | n/a
Xcel Energy | 85 | 13781 | IOU | 3137099 | 20 | Solar |  |  | Withdrawn | Plymouth | Protected Data | Protected Data | Protected Data | Commercial | Solar* Rewards | 2014 |  | n/a
Xcel Energy | 85 | 13781 | IOU | 3137100 | 20 | Solar |  |  | Withdrawn | Golden Valley | Protected Data | Protected Data | Protected Data | Commercial | Solar* Rewards | 2014 |  | n/a
Xcel Energy | 85 | 13781 | IOU | 3137101 | 20 | Solar |  |  | Withdrawn | Golden Valley | Protected Data | Protected Data | Protected Data | Commercial | Solar* Rewards | 2014 |  | n/a
Xcel Energy | 85 | 13781 | IOU | 3137102 | 20 | Solar |  |  | Withdrawn | Golden Valley | Protected Data | Protected Data | Protected Data | Commercial | Solar* Rewards | 2014 |  | n/a
Xcel Energy | 85 | 13781 | IOU | 3137103 | 20 | Solar |  |  | Withdrawn | Minneapolis | Protected Data | Protected Data | Protected Data | Commercial | Solar* Rewards | 2014 |  | n/a
Xcel Energy | 85 | 13781 | IOU | 3137104 | 0 | Solar |  |  | Withdrawn | Minnetonka | Protected Data | Protected Data | Protected Data | Commercial | Solar* Rewards | 2014 |  | n/a
Xcel Energy | 85 | 13781 | IOU | 3137105 | 20 | Solar |  |  | Withdrawn | Vadnais Heights | Protected Data | Protected Data | Protected Data | Commercial | Solar* Rewards | 2014 |  | n/a
Xcel Energy | 85 | 13781 | IOU | 3137106 | 1 | Solar |  |  | Withdrawn | Minneapolis | Protected Data | Protected Data | Protected Data | Residential | Solar* Rewards | 2014 |  | n/a
Xcel Energy | 85 | 13781 | IOU | 3137107 | 20 | Solar |  |  | Withdrawn | Rogers | Protected Data | Protected Data | Protected Data | Commercial | Solar* Rewards | 2014 |  | n/a
Xcel Energy | 85 | 13781 | IOU | 3137108 | 5 | Solar |  |  | Withdrawn | Minneapolis | Protected Data | Protected Data | Protected Data | Residential | Solar* Rewards | 2014 |  | n/a
Xcel Energy | 85 | 13781 | IOU | 3137109 | 2 | Solar |  |  | Withdrawn | Brooklyn Park | Protected Data | Protected Data | Protected Data | Residential | Solar* Rewards | 2014 |  | n/a
Xcel Energy | 85 | 13781 | IOU | 3137110 | 8 | Solar |  |  | Withdrawn | Cold Spring | Protected Data | Protected Data | Protected Data | Residential | Solar* Rewards | 2014 |  | n/a
Xcel Energy | 85 | 13781 | IOU | 3137111 | 3 | Solar |  |  | Withdrawn | Saint Paul | Protected Data | Protected Data | Protected Data | Residential | Solar* Rewards | 2014 |  | n/a
Xcel Energy | 85 | 13781 | IOU | 3137112 | 6 | Solar |  |  | Withdrawn | Minneapolis | Protected Data | Protected Data | Protected Data | Residential | Solar* Rewards | 2014 |  | n/a
Xcel Energy | 85 | 13781 | IOU | 3137113 | 4 | Solar |  |  | Withdrawn | Minneapolis | Protected Data | Protected Data | Protected Data | Residential | Solar* Rewards | 2014 |  | n/a
Xcel Energy | 85 | 13781 | IOU | 3137114 | 1 | Solar |  |  | Withdrawn | Stillwater | Protected Data | Protected Data | Protected Data | Residential | Solar* Rewards | 2014 |  | n/a
Xcel Energy | 85 | 13781 | IOU | 3137115 | 6 | Solar |  |  | Withdrawn | Stillwater | Protected Data | Protected Data | Protected Data | Residential | Solar* Rewards | 2014 |  | n/a
Xcel Energy | 85 | 13781 | IOU | 3137116 | 5 | Solar |  |  | Withdrawn | South Saint Paul | Protected Data | Protected Data | Protected Data | Residential | Solar* Rewards | 2014 |  | n/a
Xcel Energy | 85 | 13781 | IOU | 3137117 | 6 | Solar |  |  | Withdrawn | Minneapolis | Protected Data | Protected Data | Protected Data | Residential | Solar* Rewards | 2014 |  | n/a
Xcel Energy | 85 | 13781 | IOU | 3137118 | 0 | Solar |  |  | Withdrawn | Jordan | Protected Data | Protected Data | Protected Data | Residential | Solar* Rewards | 2014 |  | n/a
Xcel Energy | 85 | 13781 | IOU | 3137119 | 0 | Solar |  |  | Withdrawn | Mankato | Protected Data | Protected Data | Protected Data | Residential | Solar* Rewards | 2014 |  | n/a
Xcel Energy | 85 | 13781 | IOU | 3137120 | 7 | Solar |  |  | Withdrawn | Minneapolis | Protected Data | Protected Data | Protected Data | Residential | Solar* Rewards | 2014 |  | n/a
Xcel Energy | 85 | 13781 | IOU | 3137121 | 20 | Solar |  |  | Withdrawn | Eden Prairie | Protected Data | Protected Data | Protected Data | Commercial | Solar* Rewards | 2014 |  | n/a
Xcel Energy | 85 | 13781 | IOU | 3137122 | 20 | Solar |  |  | Withdrawn | Minneapolis | Protected Data | Protected Data | Protected Data | Commercial | Solar* Rewards | 2014 |  | n/a
Xcel Energy | 85 | 13781 | IOU | 3137123 | 7 | Solar |  |  | Withdrawn | Maplewood | Protected Data | Protected Data | Protected Data | Residential | Solar* Rewards | 2014 |  | n/a
Xcel Energy | 85 | 13781 | IOU | 3137124 | 20 | Solar |  |  | Withdrawn | Bloomington | Protected Data | Protected Data | Protected Data | Commercial | Solar* Rewards | 2014 |  | n/a
Xcel Energy | 85 | 13781 | IOU | 3137125 | 20 | Solar |  |  | Withdrawn | Minneapolis | Protected Data | Protected Data | Protected Data | Commercial | Solar* Rewards | 2014 |  | n/a
Xcel Energy | 85 | 13781 | IOU | 3137126 | 0 | Solar |  |  | Withdrawn | Bloomington | Protected Data | Protected Data | Protected Data | Residential | Solar* Rewards | 2014 |  | n/a
Xcel Energy | 85 | 13781 | IOU | 3137127 | 20 | Solar |  |  | Withdrawn | Minnetonka | Protected Data | Protected Data | Protected Data | Commercial | Solar* Rewards | 2014 |  | n/a
Xcel Energy | 85 | 13781 | IOU | 3137128 | 20 | Solar |  |  | Withdrawn | Plymouth | Protected Data | Protected Data | Protected Data | Commercial | Solar* Rewards | 2014 |  | n/a
Xcel Energy | 85 | 13781 | IOU | 3137129 | 4 | Solar |  |  | Withdrawn | Saint Paul | Protected Data | Protected Data | Protected Data | Residential | Solar* Rewards | 2014 |  | n/a
Xcel Energy | 85 | 13781 | IOU | 3137130 | 20 | Solar |  |  | Withdrawn | Bloomington | Protected Data | Protected Data | Protected Data | Commercial | Solar* Rewards | 2014 |  | n/a
Xcel Energy | 85 | 13781 | IOU | 3137131 | 20 | Solar |  |  | Withdrawn | Golden Valley | Protected Data | Protected Data | Protected Data | Commercial | Solar* Rewards | 2014 |  | n/a
Xcel Energy | 85 | 13781 | IOU | 3137132 | 20 | Solar |  |  | Withdrawn | Monticello | Protected Data | Protected Data | Protected Data | Commercial | Solar* Rewards | 2014 |  | n/a
Xcel Energy | 85 | 13781 | IOU | 3137133 | 20 | Solar |  |  | Withdrawn | Waconia | Protected Data | Protected Data | Protected Data | Commercial | Solar* Rewards | 2014 |  | n/a
Xcel Energy | 85 | 13781 | IOU | 3137134 | 1 | Solar |  |  | Withdrawn | Stillwater | Protected Data | Protected Data | Protected Data | Commercial | Solar* Rewards | 2014 |  | n/a
Xcel Energy | 85 | 13781 | IOU | 3137135 | 1 | Solar |  |  | Withdrawn | Saint Paul | Protected Data | Protected Data | Protected Data | Residential | Solar* Rewards | 2014 |  | n/a
Xcel Energy | 85 | 13781 | IOU | 3137136 | 20 | Solar |  |  | Withdrawn | White Bear Lake | Protected Data | Protected Data | Protected Data | Commercial | Solar* Rewards | 2014 |  | n/a
Xcel Energy | 85 | 13781 | IOU | 3137137 | 20 | Solar |  |  | Withdrawn | Maplewood | Protected Data | Protected Data | Protected Data | Commercial | Solar* Rewards | 2014 |  | n/a
Xcel Energy | 85 | 13781 | IOU | 3137138 | 6 | Solar |  |  | Withdrawn | Cokato | Protected Data | Protected Data | Protected Data | Residential | Solar* Rewards | 2014 |  | n/a
Xcel Energy | 85 | 13781 | IOU | 3137139 | 20 | Solar |  |  | Withdrawn | Spring Lake Park | Protected Data | Protected Data | Protected Data | Commercial | Solar* Rewards | 2014 |  | n/a
Xcel Energy | 85 | 13781 | IOU | 3137140 | 4 | Solar |  |  | Withdrawn | Richfield | Protected Data | Protected Data | Protected Data | Residential | Solar* Rewards | 2014 |  | n/a
Xcel Energy | 85 | 13781 | IOU | 3137141 | 7 | Solar |  |  | Withdrawn | Cologne | Protected Data | Protected Data | Protected Data | Commercial | Solar* Rewards | 2014 |  | n/a
Xcel Energy | 85 | 13781 | IOU | 3137142 | 7 | Solar |  |  | Withdrawn | Minnetonka | Protected Data | Protected Data | Protected Data | Residential | Solar* Rewards | 2014 |  | n/a
Xcel Energy | 85 | 13781 | IOU | 3137143 | 5 | Solar |  |  | Withdrawn | Wayzata | Protected Data | Protected Data | Protected Data | Residential | Solar* Rewards | 2014 |  | n/a
Xcel Energy | 85 | 13781 | IOU | 3137144 | 20 | Solar |  |  | Withdrawn | Minneapolis | Protected Data | Protected Data | Protected Data | Commercial | Solar* Rewards | 2014 |  | n/a
Xcel Energy | 85 | 13781 | IOU | 3137145 | 0 | Solar |  |  | Withdrawn | Belle Plaine | Protected Data | Protected Data | Protected Data | Residential | Solar* Rewards | 2014 |  | n/a
Xcel Energy | 85 | 13781 | IOU | 3137146 | 14 | Solar |  |  | Withdrawn | Belle Plaine | Protected Data | Protected Data | Protected Data | Residential | Solar* Rewards | 2014 |  | n/a
Xcel Energy | 85 | 13781 | IOU | 3137147 | 20 | Solar |  |  | Withdrawn | Plymouth | Protected Data | Protected Data | Protected Data | Commercial | Solar* Rewards | 2014 |  | n/a
Xcel Energy | 85 | 13781 | IOU | 3137148 | 20 | Solar |  |  | Withdrawn | Edina | Protected Data | Protected Data | Protected Data | Commercial | Solar* Rewards | 2014 |  | n/a
Xcel Energy | 85 | 13781 | IOU | 3137149 | 20 | Solar |  |  | Withdrawn | Coon Rapids | Protected Data | Protected Data | Protected Data | Commercial | Solar* Rewards | 2014 |  | n/a
Xcel Energy | 85 | 13781 | IOU | 3137150 | 20 | Solar |  |  | Withdrawn | Bloomington | Protected Data | Protected Data | Protected Data | Commercial | Solar* Rewards | 2014 |  | n/a
Xcel Energy | 85 | 13781 | IOU | 3137151 | 12 | Solar |  |  | Withdrawn | Norwood Young America | Protected Data | Protected Data | Protected Data | Residential | Solar* Rewards | 2014 |  | n/a
Xcel Energy | 85 | 13781 | IOU | 3137152 | 16 | Solar |  |  | Withdrawn | Montevideo | Protected Data | Protected Data | Protected Data | Residential | Solar* Rewards | 2014 |  | n/a
Xcel Energy | 85 | 13781 | IOU | 3137153 | 20 | Solar |  |  | Withdrawn | Loretto | Protected Data | Protected Data | Protected Data | Commercial | Solar* Rewards | 2014 |  | n/a
Xcel Energy | 85 | 13781 | IOU | 3137154 | 20 | Solar |  |  | Withdrawn | Annandale | Protected Data | Protected Data | Protected Data | Commercial | Solar* Rewards | 2014 |  | n/a
Xcel Energy | 85 | 13781 | IOU | 3137155 | 20 | Solar |  |  | Withdrawn | Saint Anthony | Protected Data | Protected Data | Protected Data | Commercial | Solar* Rewards | 2014 |  | n/a
Xcel Energy | 85 | 13781 | IOU | 3137156 | 20 | Solar |  |  | Withdrawn | Roseville | Protected Data | Protected Data | Protected Data | Commercial | Solar* Rewards | 2014 |  | n/a
Xcel Energy | 85 | 13781 | IOU | 3137157 | 20 | Solar |  |  | Withdrawn | Brooklyn Park | Protected Data | Protected Data | Protected Data | Commercial | Solar* Rewards | 2014 |  | n/a
Xcel Energy | 85 | 13781 | IOU | 3137158 | 18 | Solar |  |  | Withdrawn | Kasota | Protected Data | Protected Data | Protected Data | Commercial | Solar* Rewards | 2014 |  | n/a
Xcel Energy | 85 | 13781 | IOU | 3137159 | 20 | Solar |  |  | Withdrawn | Forest Lake | Protected Data | Protected Data | Protected Data | Residential | Solar* Rewards | 2014 |  | n/a
Xcel Energy | 85 | 13781 | IOU | 3137160 | 13 | Solar |  |  | Withdrawn | West Concord | Protected Data | Protected Data | Protected Data | Residential | Solar* Rewards | 2014 |  | n/a
Xcel Energy | 85 | 13781 | IOU | 3137161 | 0 | Solar |  |  | Withdrawn | Minneapolis | Protected Data | Protected Data | Protected Data | Commercial | Solar* Rewards | 2014 |  | n/a
Xcel Energy | 85 | 13781 | IOU | 3137162 | 4 | Solar |  |  | Withdrawn | Minneapolis | Protected Data | Protected Data | Protected Data | Residential | Made In MN | 2014 |  | n/a
Xcel Energy | 85 | 13781 | IOU | 3137163 | 0 | Solar |  |  | Withdrawn | Albertville | Protected Data | Protected Data | Protected Data | Residential | Solar* Rewards | 2014 |  | n/a
Xcel Energy | 85 | 13781 | IOU | 3137164 | 20 | Solar |  |  | Withdrawn | Claremont | Protected Data | Protected Data | Protected Data | Commercial | Solar* Rewards | 2014 |  | n/a
Xcel Energy | 85 | 13781 | IOU | 3137165 | 9 | Solar |  |  | Withdrawn | Brooklyn Center | Protected Data | Protected Data | Protected Data | Residential | Solar* Rewards | 2014 |  | n/a
Xcel Energy | 85 | 13781 | IOU | 3137166 | 20 | Solar |  |  | Withdrawn | Bloomington | Protected Data | Protected Data | Protected Data | Commercial | Solar* Rewards | 2014 |  | n/a
Xcel Energy | 85 | 13781 | IOU | 3137167 | 0 | Solar |  |  | Withdrawn | Winona | Protected Data | Protected Data | Protected Data | Residential | Solar* Rewards | 2014 |  | n/a
Xcel Energy | 85 | 13781 | IOU | 3137168 | 20 | Solar |  |  | Withdrawn | Vadnais Heights | Protected Data | Protected Data | Protected Data | Commercial | Solar* Rewards | 2014 |  | n/a
Xcel Energy | 85 | 13781 | IOU | 3137169 | 20 | Solar |  |  | Withdrawn | Vadnais Heights | Protected Data | Protected Data | Protected Data | Commercial | Solar* Rewards | 2014 |  | n/a
Xcel Energy | 85 | 13781 | IOU | 3137170 | 20 | Solar |  |  | Withdrawn | Brooklyn Park | Protected Data | Protected Data | Protected Data | Commercial | Solar* Rewards | 2014 |  | n/a
Xcel Energy | 85 | 13781 | IOU | 3137171 | 20 | Solar |  |  | Withdrawn | Plymouth | Protected Data | Protected Data | Protected Data | Commercial | Solar* Rewards | 2014 |  | n/a
Xcel Energy | 85 | 13781 | IOU | 3137172 | 0 | Solar |  |  | Withdrawn | Tyler | Protected Data | Protected Data | Protected Data | Residential | Solar* Rewards | 2014 |  | n/a
Xcel Energy | 85 | 13781 | IOU | 3137173 | 0 | Solar |  |  | Withdrawn | Tyler | Protected Data | Protected Data | Protected Data | Residential | Solar* Rewards | 2014 |  | n/a
Xcel Energy | 85 | 13781 | IOU | 3137174 | 6 | Solar |  |  | Withdrawn | Chanhassen | Protected Data | Protected Data | Protected Data | Residential | Solar* Rewards | 2014 |  | n/a
Xcel Energy | 85 | 13781 | IOU | 3137175 | 0 | Solar |  |  | Withdrawn | Tyler | Protected Data | Protected Data | Protected Data | Residential | Solar* Rewards | 2014 |  | n/a
Xcel Energy | 85 | 13781 | IOU | 3137176 | 0 | Solar |  |  | Withdrawn | Tyler | Protected Data | Protected Data | Protected Data | Residential | Solar* Rewards | 2014 |  | n/a
Xcel Energy | 85 | 13781 | IOU | 3137177 | 20 | Solar |  |  | Withdrawn | Minneapolis | Protected Data | Protected Data | Protected Data | Commercial | Solar* Rewards | 2014 |  | n/a
Xcel Energy | 85 | 13781 | IOU | 3137178 | 20 | Solar |  |  | Withdrawn | Minneapolis | Protected Data | Protected Data | Protected Data | Commercial | Solar* Rewards | 2014 |  | n/a
Xcel Energy | 85 | 13781 | IOU | 3137179 | 12 | Solar |  |  | Withdrawn | Center City | Protected Data | Protected Data | Protected Data | Residential | Solar* Rewards | 2014 |  | n/a
Xcel Energy | 85 | 13781 | IOU | 3137180 | 20 | Solar |  |  | Withdrawn | Saint Louis Park | Protected Data | Protected Data | Protected Data | Commercial | Solar* Rewards | 2014 |  | n/a
Xcel Energy | 85 | 13781 | IOU | 3137181 | 20 | Solar |  |  | Withdrawn | Minneapolis | Protected Data | Protected Data | Protected Data | Commercial | Solar* Rewards | 2014 |  | n/a
Xcel Energy | 85 | 13781 | IOU | 3137182 | 6 | Solar |  |  | Withdrawn | Bloomington | Protected Data | Protected Data | Protected Data | Residential | Solar* Rewards | 2014 |  | n/a
Xcel Energy | 85 | 13781 | IOU | 3137183 | 6 | Solar |  |  | Withdrawn | Bloomington | Protected Data | Protected Data | Protected Data | Residential | Solar* Rewards | 2014 |  | n/a
Xcel Energy | 85 | 13781 | IOU | 3137184 | 0 | Solar |  |  | Withdrawn | Pine Island | Protected Data | Protected Data | Protected Data | Residential | Solar* Rewards | 2014 |  | n/a
Xcel Energy | 85 | 13781 | IOU | 3137185 | 0 | Solar |  |  | Withdrawn | Carver | Protected Data | Protected Data | Protected Data | Residential | Solar* Rewards | 2014 |  | n/a
Xcel Energy | 85 | 13781 | IOU | 3137186 | 8 | Solar |  |  | Withdrawn | Cottage Grove | Protected Data | Protected Data | Protected Data | Residential | Solar* Rewards | 2014 |  | n/a
Xcel Energy | 85 | 13781 | IOU | 3137187 | 8 | Solar |  |  | Withdrawn | Saint Paul | Protected Data | Protected Data | Protected Data | Residential | Solar* Rewards | 2014 |  | n/a
Xcel Energy | 85 | 13781 | IOU | 3137188 | 8 | Solar |  |  | Withdrawn | Saint Paul | Protected Data | Protected Data | Protected Data | Residential | Solar* Rewards | 2014 |  | n/a
Xcel Energy | 85 | 13781 | IOU | 3137189 | 4 | Solar |  |  | Withdrawn | New Brighton | Protected Data | Protected Data | Protected Data | Residential | Solar* Rewards | 2014 |  | n/a
Xcel Energy | 85 | 13781 | IOU | 3137190 | 3 | Solar |  |  | Withdrawn | Minneapolis | Protected Data | Protected Data | Protected Data | Residential | Solar* Rewards | 2014 |  | n/a
Xcel Energy | 85 | 13781 | IOU | 3137191 | 10 | Solar |  |  | Withdrawn | Minneapolis | Protected Data | Protected Data | Protected Data | Residential | Solar* Rewards | 2014 |  | n/a
Xcel Energy | 85 | 13781 | IOU | 3137192 | 39 | Solar |  |  | Withdrawn | West Concord | Protected Data | Protected Data | Protected Data | Commercial | Made In MN | 2014 |  | n/a
Xcel Energy | 85 | 13781 | IOU | 3137193 | 4 | Solar |  |  | Withdrawn | Minneapolis | Protected Data | Protected Data | Protected Data | Residential | Solar* Rewards | 2014 |  | n/a
Xcel Energy | 85 | 13781 | IOU | 3137194 | 10 | Solar |  |  | Withdrawn | Saint Paul | Protected Data | Protected Data | Protected Data | Residential | Solar* Rewards | 2014 |  | n/a
Xcel Energy | 85 | 13781 | IOU | 3137195 | 5 | Solar |  |  | Withdrawn | Jordan | Protected Data | Protected Data | Protected Data | Residential | Solar* Rewards | 2014 |  | n/a
Xcel Energy | 85 | 13781 | IOU | 3137196 | 20 | Solar |  |  | Withdrawn | Eden Prairie | Protected Data | Protected Data | Protected Data | Commercial | Solar* Rewards | 2014 |  | n/a
Xcel Energy | 85 | 13781 | IOU | 3137197 | 10 | Solar |  |  | Withdrawn | Medicine Lake | Protected Data | Protected Data | Protected Data | Residential | Solar* Rewards | 2014 |  | n/a
Xcel Energy | 85 | 13781 | IOU | 3137198 | 20 | Solar |  |  | Withdrawn | Eden Prairie | Protected Data | Protected Data | Protected Data | Commercial | Solar* Rewards | 2014 |  | n/a
Xcel Energy | 85 | 13781 | IOU | 3137199 | 20 | Solar |  |  | Withdrawn | Stillwater | Protected Data | Protected Data | Protected Data | Residential | Solar* Rewards | 2014 |  | n/a
Xcel Energy | 85 | 13781 | IOU | 3137200 | 10 | Solar |  |  | Withdrawn | Lindstrom | Protected Data | Protected Data | Protected Data | Residential | Solar* Rewards | 2014 |  | n/a
Xcel Energy | 85 | 13781 | IOU | 3137201 | 9 | Solar |  |  | Withdrawn | La Crescent | Protected Data | Protected Data | Protected Data | Residential | Solar* Rewards | 2014 |  | n/a
Xcel Energy | 85 | 13781 | IOU | 3137202 | 8 | Solar |  |  | Withdrawn | Rogers | Protected Data | Protected Data | Protected Data | Residential | Solar* Rewards | 2014 |  | n/a
Xcel Energy | 85 | 13781 | IOU | 3137203 | 4 | Solar |  |  | Withdrawn | Saint Paul | Protected Data | Protected Data | Protected Data | Residential | Solar* Rewards | 2014 |  | n/a
Xcel Energy | 85 | 13781 | IOU | 3137204 | 8 | Solar |  |  | Withdrawn | Rogers | Protected Data | Protected Data | Protected Data | Residential | Solar* Rewards | 2014 |  | n/a
Xcel Energy | 85 | 13781 | IOU | 3137205 | 4 | Solar |  |  | Withdrawn | Golden Valley | Protected Data | Protected Data | Protected Data | Residential | Solar* Rewards | 2014 |  | n/a
Xcel Energy | 85 | 13781 | IOU | 3137206 | 12 | Solar |  |  | Withdrawn | Wayzata | Protected Data | Protected Data | Protected Data | Residential | Solar* Rewards | 2014 |  | n/a
Xcel Energy | 85 | 13781 | IOU | 3137207 | 1 | Solar |  |  | Withdrawn | Saint Paul | Protected Data | Protected Data | Protected Data | Residential | Solar* Rewards | 2014 |  | n/a
Xcel Energy | 85 | 13781 | IOU | 3137208 | 6 | Solar |  |  | Withdrawn | Saint Paul | Protected Data | Protected Data | Protected Data | Residential | Solar* Rewards | 2014 |  | n/a
Xcel Energy | 85 | 13781 | IOU | 3137209 | 0 | Solar |  |  | Withdrawn | Winona | Protected Data | Protected Data | Protected Data | Commercial | Solar* Rewards | 2014 |  | n/a
Xcel Energy | 85 | 13781 | IOU | 3137210 | 20 | Solar |  |  | Withdrawn | Winona | Protected Data | Protected Data | Protected Data | Commercial | Solar* Rewards | 2014 |  | n/a
Xcel Energy | 85 | 13781 | IOU | 3137211 | 6 | Solar |  |  | Withdrawn | Wabasha | Protected Data | Protected Data | Protected Data | Residential | Solar* Rewards | 2014 |  | n/a
Xcel Energy | 85 | 13781 | IOU | 3137212 | 6 | Solar |  |  | Withdrawn | Wabasha | Protected Data | Protected Data | Protected Data | Residential | Solar* Rewards | 2014 |  | n/a
Xcel Energy | 85 | 13781 | IOU | 3137213 | 39 | Solar |  |  | Withdrawn | Minneapolis | Protected Data | Protected Data | Protected Data | Commercial | Made In MN | 2014 |  | n/a
Xcel Energy | 85 | 13781 | IOU | 3137214 | 3 | Solar |  |  | Withdrawn | Pine Island | Protected Data | Protected Data | Protected Data | Residential | Solar* Rewards | 2014 |  | n/a
Xcel Energy | 85 | 13781 | IOU | 3137215 | 3 | Solar |  |  | Withdrawn | Pine Island | Protected Data | Protected Data | Protected Data | Residential | Solar* Rewards | 2014 |  | n/a
Xcel Energy | 85 | 13781 | IOU | 3137216 | 20 | Solar |  |  | Withdrawn | Saint Paul | Protected Data | Protected Data | Protected Data | Commercial | Solar* Rewards | 2014 |  | n/a
Xcel Energy | 85 | 13781 | IOU | 3137217 | 22 | Solar |  |  | Withdrawn | Pine Island | Protected Data | Protected Data | Protected Data | Residential | Solar* Rewards | 2014 |  | n/a
Xcel Energy | 85 | 13781 | IOU | 3137218 | 4 | Solar |  |  | Withdrawn | Prior Lake | Protected Data | Protected Data | Protected Data | Residential | Solar* Rewards | 2014 |  | n/a
Xcel Energy | 85 | 13781 | IOU | 3137219 | 8 | Solar |  |  | Withdrawn | Mount | Protected Data | Protected Data | Protected Data | Residential | Solar* Rewards | 2014 |  | n/a
Xcel Energy | 85 | 13781 | IOU | 3137220 | 10 | Solar |  |  | Withdrawn | Clearwater | Protected Data | Protected Data | Protected Data | Residential | Solar* Rewards | 2014 |  | n/a
Xcel Energy | 85 | 13781 | IOU | 3137221 | 13 | Solar |  |  | Withdrawn | Morris | Protected Data | Protected Data | Protected Data | Commercial | Solar* Rewards | 2014 |  | n/a
Xcel Energy | 85 | 13781 | IOU | 3137222 | 5 | Solar |  |  | Withdrawn | Minneapolis | Protected Data | Protected Data | Protected Data | Residential | Solar* Rewards | 2014 |  | n/a
Xcel Energy | 85 | 13781 | IOU | 3137223 | 7 | Solar |  |  | Withdrawn | Minneapolis | Protected Data | Protected Data | Protected Data | Residential | Solar* Rewards | 2014 |  | n/a
Xcel Energy | 85 | 13781 | IOU | 3137224 | 7 | Solar |  |  | Withdrawn | Brooklyn Park | Protected Data | Protected Data | Protected Data | Residential | Solar* Rewards | 2014 |  | n/a
Xcel Energy | 85 | 13781 | IOU | 3137225 | 20 | Solar |  |  | Withdrawn | Saint Paul | Protected Data | Protected Data | Protected Data | Commercial | Solar* Rewards | 2014 |  | n/a
Xcel Energy | 85 | 13781 | IOU | 3137226 | 20 | Solar |  |  | Withdrawn | Minneapolis | Protected Data | Protected Data | Protected Data | Residential | Solar* Rewards | 2014 |  | n/a
Xcel Energy | 85 | 13781 | IOU | 3137227 | 20 | Solar |  |  | Withdrawn | Buffalo | Protected Data | Protected Data | Protected Data | Residential | Solar* Rewards | 2014 |  | n/a
Xcel Energy | 85 | 13781 | IOU | 3137228 | 6 | Solar |  |  | Withdrawn | Minneapolis | Protected Data | Protected Data | Protected Data | Residential | Solar* Rewards | 2014 |  | n/a
Xcel Energy | 85 | 13781 | IOU | 3137229 | 20 | Solar |  |  | Withdrawn | Minneapolis | Protected Data | Protected Data | Protected Data | Commercial | Solar* Rewards | 2014 |  | n/a
Xcel Energy | 85 | 13781 | IOU | 3137230 | 20 | Solar |  |  | Withdrawn | Minneapolis | Protected Data | Protected Data | Protected Data | Commercial | Solar* Rewards | 2014 |  | n/a
Xcel Energy | 85 | 13781 | IOU | 3137231 | 20 | Solar |  |  | Withdrawn | White Bear Lake | Protected Data | Protected Data | Protected Data | Commercial | Solar* Rewards | 2014 |  | n/a
Xcel Energy | 85 | 13781 | IOU | 3137232 | 20 | Solar |  |  | Withdrawn | Edina | Protected Data | Protected Data | Protected Data | Commercial | Solar* Rewards | 2014 |  | n/a
Xcel Energy | 85 | 13781 | IOU | 3137233 | 20 | Solar |  |  | Withdrawn | Bloomington | Protected Data | Protected Data | Protected Data | Commercial | Solar* Rewards | 2014 |  | n/a
Xcel Energy | 85 | 13781 | IOU | 3137234 | 20 | Solar |  |  | Withdrawn | Bloomington | Protected Data | Protected Data | Protected Data | Commercial | Solar* Rewards | 2014 |  | n/a
Xcel Energy | 85 | 13781 | IOU | 3137235 | 10 | Solar |  |  | Withdrawn | Brooklyn Park | Protected Data | Protected Data | Protected Data | Residential | Solar* Rewards | 2014 |  | n/a
Xcel Energy | 85 | 13781 | IOU | 3137236 | 20 | Solar |  |  | Withdrawn | Eagan | Protected Data | Protected Data | Protected Data | Commercial | Solar* Rewards | 2014 |  | n/a
Xcel Energy | 85 | 13781 | IOU | 3137237 | 20 | Solar |  |  | Withdrawn | Minnetonka | Protected Data | Protected Data | Protected Data | Commercial | Solar* Rewards | 2014 |  | n/a
Xcel Energy | 85 | 13781 | IOU | 3137238 | 39 | Solar |  |  | Withdrawn | Saint Michael | Protected Data | Protected Data | Protected Data | Commercial | Made In MN | 2014 |  | n/a
Xcel Energy | 85 | 13781 | IOU | 3137239 | 20 | Solar |  |  | Withdrawn | Monticello | Protected Data | Protected Data | Protected Data | Commercial | Solar* Rewards | 2014 |  | n/a
Xcel Energy | 85 | 13781 | IOU | 3137240 | 20 | Solar |  |  | Withdrawn | Saint Louis Park | Protected Data | Protected Data | Protected Data | Commercial | Solar* Rewards | 2014 |  | n/a
Xcel Energy | 85 | 13781 | IOU | 3137241 | 20 | Solar |  |  | Withdrawn | Eagan | Protected Data | Protected Data | Protected Data | Commercial | Solar* Rewards | 2014 |  | n/a
Xcel Energy | 85 | 13781 | IOU | 3137242 | 20 | Solar |  |  | Withdrawn | Lino Lakes | Protected Data | Protected Data | Protected Data | Commercial | Solar* Rewards | 2014 |  | n/a
Xcel Energy | 85 | 13781 | IOU | 3137243 | 20 | Solar |  |  | Withdrawn | Maple Grove | Protected Data | Protected Data | Protected Data | Commercial | Solar* Rewards | 2014 |  | n/a
Xcel Energy | 85 | 13781 | IOU | 3137244 | 20 | Solar |  |  | Withdrawn | Monticello | Protected Data | Protected Data | Protected Data | Commercial | Solar* Rewards | 2014 |  | n/a
Xcel Energy | 85 | 13781 | IOU | 3137245 | 20 | Solar |  |  | Withdrawn | Spring Lake Park | Protected Data | Protected Data | Protected Data | Commercial | Solar* Rewards | 2014 |  | n/a
Xcel Energy | 85 | 13781 | IOU | 3137246 | 2 | Solar |  |  | Withdrawn | Minneapolis | Protected Data | Protected Data | Protected Data | Residential | Made In MN | 2014 |  | n/a
Xcel Energy | 85 | 13781 | IOU | 3137247 | 4 | Solar |  |  | Withdrawn | Kasota | Protected Data | Protected Data | Protected Data | Commercial | Solar* Rewards | 2015 |  | n/a
Xcel Energy | 85 | 13781 | IOU | 3137248 | 2 | Solar |  |  | Withdrawn | Minneapolis | Protected Data | Protected Data | Protected Data | Residential | Solar* Rewards | 2015 |  | n/a
Xcel Energy | 85 | 13781 | IOU | 3137249 | 0 | Solar |  |  | Withdrawn | Shoreview | Protected Data | Protected Data | Protected Data | Residential | Solar* Rewards | 2015 |  | n/a
Xcel Energy | 85 | 13781 | IOU | 3137250 | 0 | Solar |  |  | Withdrawn | Minnetonka | Protected Data | Protected Data | Protected Data | Commercial | Solar* Rewards | 2015 |  | n/a
Xcel Energy | 85 | 13781 | IOU | 3137251 | 0 | Solar |  |  | Withdrawn | Winona | Protected Data | Protected Data | Protected Data | Residential | Solar* Rewards | 2015 |  | n/a
Xcel Energy | 85 | 13781 | IOU | 3137252 | 20 | Solar |  |  | Withdrawn | New Hope | Protected Data | Protected Data | Protected Data | Commercial | Solar* Rewards | 2015 |  | n/a
Xcel Energy | 85 | 13781 | IOU | 3137253 | 20 | Solar |  |  | Withdrawn | Maple Grove | Protected Data | Protected Data | Protected Data | Commercial | Solar* Rewards | 2015 |  | n/a
Xcel Energy | 85 | 13781 | IOU | 3137254 | 5 | Solar |  |  | Withdrawn | Winona | Protected Data | Protected Data | Protected Data | Residential | Solar* Rewards | 2015 |  | n/a
Xcel Energy | 85 | 13781 | IOU | 3137255 | 10 | Solar |  |  | Withdrawn | La Crescent | Protected Data | Protected Data | Protected Data | Residential | Solar* Rewards | 2015 |  | n/a
Xcel Energy | 85 | 13781 | IOU | 3137256 | 20 | Solar |  |  | Withdrawn | Altura | Protected Data | Protected Data | Protected Data | Commercial | Solar* Rewards | 2015 |  | n/a
Xcel Energy | 85 | 13781 | IOU | 3137257 | 8 | Solar |  |  | Withdrawn | Winona | Protected Data | Protected Data | Protected Data | Residential | Solar* Rewards | 2015 |  | n/a
Xcel Energy | 85 | 13781 | IOU | 3137258 | 5 | Solar |  |  | Withdrawn | La Crescent | Protected Data | Protected Data | Protected Data | Residential | Solar* Rewards | 2015 |  | n/a
Xcel Energy | 85 | 13781 | IOU | 3137259 | 3 | Solar |  |  | Withdrawn | Winona | Protected Data | Protected Data | Protected Data | Residential | Solar* Rewards | 2015 |  | n/a
Xcel Energy | 85 | 13781 | IOU | 3137260 | 9 | Solar |  |  | Withdrawn | Winona | Protected Data | Protected Data | Protected Data | Residential | Solar* Rewards | 2015 |  | n/a
Xcel Energy | 85 | 13781 | IOU | 3137261 | 3 | Solar |  |  | Withdrawn | Winona | Protected Data | Protected Data | Protected Data | Residential | Solar* Rewards | 2015 |  | n/a
Xcel Energy | 85 | 13781 | IOU | 3137262 | 6 | Solar |  |  | Withdrawn | Winona | Protected Data | Protected Data | Protected Data | Residential | Solar* Rewards | 2015 |  | n/a
Xcel Energy | 85 | 13781 | IOU | 3137263 | 10 | Solar |  |  | Withdrawn | Winona | Protected Data | Protected Data | Protected Data | Residential | Solar* Rewards | 2015 |  | n/a
Xcel Energy | 85 | 13781 | IOU | 3137264 | 10 | Solar |  |  | Withdrawn | Winona | Protected Data | Protected Data | Protected Data | Residential | Solar* Rewards | 2015 |  | n/a
Xcel Energy | 85 | 13781 | IOU | 3137265 | 10 | Solar |  |  | Withdrawn | Winona | Protected Data | Protected Data | Protected Data | Residential | Solar* Rewards | 2015 |  | n/a
Xcel Energy | 85 | 13781 | IOU | 3137266 | 7 | Solar |  |  | Withdrawn | Winona | Protected Data | Protected Data | Protected Data | Residential | Solar* Rewards | 2015 |  | n/a
Xcel Energy | 85 | 13781 | IOU | 3137267 | 20 | Solar |  |  | Withdrawn | Winona | Protected Data | Protected Data | Protected Data | Commercial | Solar* Rewards | 2015 |  | n/a
Xcel Energy | 85 | 13781 | IOU | 3137268 | 20 | Solar |  |  | Withdrawn | Lake City | Protected Data | Protected Data | Protected Data | Residential | Solar* Rewards | 2015 |  | n/a
Xcel Energy | 85 | 13781 | IOU | 3137269 | 20 | Solar |  |  | Withdrawn | Mazeppa | Protected Data | Protected Data | Protected Data | Residential | Solar* Rewards | 2015 |  | n/a
Xcel Energy | 85 | 13781 | IOU | 3137270 | 20 | Solar |  |  | Withdrawn | Winona | Protected Data | Protected Data | Protected Data | Commercial | Solar* Rewards | 2015 |  | n/a
Xcel Energy | 85 | 13781 | IOU | 3137271 | 20 | Solar |  |  | Withdrawn | Winona | Protected Data | Protected Data | Protected Data | Commercial | Solar* Rewards | 2015 |  | n/a
Xcel Energy | 85 | 13781 | IOU | 3137272 | 20 | Solar |  |  | Withdrawn | Winona | Protected Data | Protected Data | Protected Data | Commercial | Solar* Rewards | 2015 |  | n/a
Xcel Energy | 85 | 13781 | IOU | 3137273 | 20 | Solar |  |  | Withdrawn | Winona | Protected Data | Protected Data | Protected Data | Commercial | Solar* Rewards | 2015 |  | n/a
Xcel Energy | 85 | 13781 | IOU | 3137274 | 8 | Solar |  |  | Withdrawn | Winona | Protected Data | Protected Data | Protected Data | Commercial | Solar* Rewards | 2015 |  | n/a
Xcel Energy | 85 | 13781 | IOU | 3137275 | 12 | Solar |  |  | Withdrawn | Shoreview | Protected Data | Protected Data | Protected Data | Residential | Solar* Rewards | 2015 |  | n/a
Xcel Energy | 85 | 13781 | IOU | 3137276 | 4 | Solar |  |  | Withdrawn | Minnesota City | Protected Data | Protected Data | Protected Data | Residential | Solar* Rewards | 2015 |  | n/a
Xcel Energy | 85 | 13781 | IOU | 3137277 | 4 | Solar |  |  | Withdrawn | Saint Paul | Protected Data | Protected Data | Protected Data | Residential | Made In MN | 2015 |  | n/a
Xcel Energy | 85 | 13781 | IOU | 3137278 | 20 | Solar |  |  | Withdrawn | Winona | Protected Data | Protected Data | Protected Data | Commercial | Solar* Rewards | 2015 |  | n/a
Xcel Energy | 85 | 13781 | IOU | 3137279 | 8 | Solar |  |  | Withdrawn | Wabasha | Protected Data | Protected Data | Protected Data | Commercial | Solar* Rewards | 2015 |  | n/a
Xcel Energy | 85 | 13781 | IOU | 3137280 | 0 | Solar |  |  | Withdrawn | Wabasha | Protected Data | Protected Data | Protected Data | Commercial | Solar* Rewards | 2015 |  | n/a
Xcel Energy | 85 | 13781 | IOU | 3137281 | 20 | Solar |  |  | Withdrawn | Wabasha | Protected Data | Protected Data | Protected Data | Commercial | Solar* Rewards | 2015 |  | n/a
Xcel Energy | 85 | 13781 | IOU | 3137282 | 17 | Solar |  |  | Withdrawn | Wabasha | Protected Data | Protected Data | Protected Data | Commercial | Solar* Rewards | 2015 |  | n/a
Xcel Energy | 85 | 13781 | IOU | 3137283 | 20 | Solar |  |  | Withdrawn | Wabasha | Protected Data | Protected Data | Protected Data | Residential | Solar* Rewards | 2015 |  | n/a
Xcel Energy | 85 | 13781 | IOU | 3137284 | 20 | Solar |  |  | Withdrawn | Wabasha | Protected Data | Protected Data | Protected Data | Residential | Solar* Rewards | 2015 |  | n/a
Xcel Energy | 85 | 13781 | IOU | 3137285 | 7 | Solar |  |  | Withdrawn | Wabasha | Protected Data | Protected Data | Protected Data | Commercial | Solar* Rewards | 2015 |  | n/a
Xcel Energy | 85 | 13781 | IOU | 3137286 | 5 | Solar |  |  | Withdrawn | Wabasha | Protected Data | Protected Data | Protected Data | Commercial | Solar* Rewards | 2015 |  | n/a
Xcel Energy | 85 | 13781 | IOU | 3137287 | 20 | Solar |  |  | Withdrawn | Wabasha | Protected Data | Protected Data | Protected Data | Commercial | Solar* Rewards | 2015 |  | n/a
Xcel Energy | 85 | 13781 | IOU | 3137288 | 11 | Solar |  |  | Withdrawn | Wabasha | Protected Data | Protected Data | Protected Data | Commercial | Solar* Rewards | 2015 |  | n/a
Xcel Energy | 85 | 13781 | IOU | 3137289 | 11 | Solar |  |  | Withdrawn | Wabasha | Protected Data | Protected Data | Protected Data | Commercial | Solar* Rewards | 2015 |  | n/a
Xcel Energy | 85 | 13781 | IOU | 3137290 | 14 | Solar |  |  | Withdrawn | Wabasha | Protected Data | Protected Data | Protected Data | Commercial | Solar* Rewards | 2015 |  | n/a
Xcel Energy | 85 | 13781 | IOU | 3137291 | 2 | Solar |  |  | Withdrawn | Wabasha | Protected Data | Protected Data | Protected Data | Commercial | Solar* Rewards | 2015 |  | n/a
Xcel Energy | 85 | 13781 | IOU | 3137292 | 20 | Solar |  |  | Withdrawn | Wabasha | Protected Data | Protected Data | Protected Data | Commercial | Solar* Rewards | 2015 |  | n/a
Xcel Energy | 85 | 13781 | IOU | 3137293 | 20 | Solar |  |  | Withdrawn | Wabasha | Protected Data | Protected Data | Protected Data | Commercial | Solar* Rewards | 2015 |  | n/a
Xcel Energy | 85 | 13781 | IOU | 3137294 | 20 | Solar |  |  | Withdrawn | Zumbrota | Protected Data | Protected Data | Protected Data | Commercial | Solar* Rewards | 2015 |  | n/a
Xcel Energy | 85 | 13781 | IOU | 3137295 | 20 | Solar |  |  | Withdrawn | Wabasha | Protected Data | Protected Data | Protected Data | Commercial | Solar* Rewards | 2015 |  | n/a
Xcel Energy | 85 | 13781 | IOU | 3137296 | 20 | Solar |  |  | Withdrawn | Wabasha | Protected Data | Protected Data | Protected Data | Residential | Solar* Rewards | 2015 |  | n/a
Xcel Energy | 85 | 13781 | IOU | 3137297 | 11 | Solar |  |  | Withdrawn | Wabasha | Protected Data | Protected Data | Protected Data | Residential | Solar* Rewards | 2015 |  | n/a
Xcel Energy | 85 | 13781 | IOU | 3137298 | 20 | Solar |  |  | Withdrawn | Wabasha | Protected Data | Protected Data | Protected Data | Residential | Solar* Rewards | 2015 |  | n/a
Xcel Energy | 85 | 13781 | IOU | 3137299 | 20 | Solar |  |  | Withdrawn | Kellogg | Protected Data | Protected Data | Protected Data | Residential | Solar* Rewards | 2015 |  | n/a
Xcel Energy | 85 | 13781 | IOU | 3137300 | 9 | Solar |  |  | Withdrawn | Wabasha | Protected Data | Protected Data | Protected Data | Residential | Solar* Rewards | 2015 |  | n/a
Xcel Energy | 85 | 13781 | IOU | 3137301 | 10 | Solar |  |  | Withdrawn | Wabasha | Protected Data | Protected Data | Protected Data | Residential | Solar* Rewards | 2015 |  | n/a
Xcel Energy | 85 | 13781 | IOU | 3137302 | 20 | Solar |  |  | Withdrawn | Wabasha | Protected Data | Protected Data | Protected Data | Commercial | Solar* Rewards | 2015 |  | n/a
Xcel Energy | 85 | 13781 | IOU | 3137303 | 20 | Solar |  |  | Withdrawn | Wabasha | Protected Data | Protected Data | Protected Data | Commercial | Solar* Rewards | 2015 |  | n/a
Xcel Energy | 85 | 13781 | IOU | 3137304 | 20 | Solar |  |  | Withdrawn | Wabasha | Protected Data | Protected Data | Protected Data | Commercial | Solar* Rewards | 2015 |  | n/a
Xcel Energy | 85 | 13781 | IOU | 3137305 | 14 | Solar |  |  | Withdrawn | Wabasha | Protected Data | Protected Data | Protected Data | Residential | Solar* Rewards | 2015 |  | n/a
Xcel Energy | 85 | 13781 | IOU | 3137306 | 8 | Solar |  |  | Withdrawn | Wabasha | Protected Data | Protected Data | Protected Data | Residential | Solar* Rewards | 2015 |  | n/a
Xcel Energy | 85 | 13781 | IOU | 3137307 | 15 | Solar |  |  | Withdrawn | Wabasha | Protected Data | Protected Data | Protected Data | Commercial | Solar* Rewards | 2015 |  | n/a
Xcel Energy | 85 | 13781 | IOU | 3137308 | 20 | Solar |  |  | Withdrawn | Wabasha | Protected Data | Protected Data | Protected Data | Commercial | Solar* Rewards | 2015 |  | n/a
Xcel Energy | 85 | 13781 | IOU | 3137309 | 12 | Solar |  |  | Withdrawn | Wabasha | Protected Data | Protected Data | Protected Data | Residential | Solar* Rewards | 2015 |  | n/a
Xcel Energy | 85 | 13781 | IOU | 3137310 | 20 | Solar |  |  | Withdrawn | Wabasha | Protected Data | Protected Data | Protected Data | Commercial | Solar* Rewards | 2015 |  | n/a
Xcel Energy | 85 | 13781 | IOU | 3137311 | 20 | Solar |  |  | Withdrawn | Wabasha | Protected Data | Protected Data | Protected Data | Commercial | Solar* Rewards | 2015 |  | n/a
Xcel Energy | 85 | 13781 | IOU | 3137312 | 7 | Solar |  |  | Withdrawn | Wabasha | Protected Data | Protected Data | Protected Data | Residential | Solar* Rewards | 2015 |  | n/a
Xcel Energy | 85 | 13781 | IOU | 3137313 | 20 | Solar |  |  | Withdrawn | Wabasha | Protected Data | Protected Data | Protected Data | Residential | Solar* Rewards | 2015 |  | n/a
Xcel Energy | 85 | 13781 | IOU | 3137314 | 20 | Solar |  |  | Withdrawn | Wabasha | Protected Data | Protected Data | Protected Data | Residential | Solar* Rewards | 2015 |  | n/a
Xcel Energy | 85 | 13781 | IOU | 3137315 | 9 | Solar |  |  | Withdrawn | Minneapolis | Protected Data | Protected Data | Protected Data | Residential | Solar* Rewards | 2015 |  | n/a
Xcel Energy | 85 | 13781 | IOU | 3137316 | 5 | Solar |  |  | Withdrawn | Minneapolis | Protected Data | Protected Data | Protected Data | Residential | Solar* Rewards | 2015 |  | n/a
Xcel Energy | 85 | 13781 | IOU | 3137317 | 20 | Solar |  |  | Withdrawn | Kellogg | Protected Data | Protected Data | Protected Data | Commercial | Solar* Rewards | 2015 |  | n/a
Xcel Energy | 85 | 13781 | IOU | 3137318 | 14 | Solar |  |  | Withdrawn | Kellogg | Protected Data | Protected Data | Protected Data | Residential | Solar* Rewards | 2015 |  | n/a
Xcel Energy | 85 | 13781 | IOU | 3137319 | 9 | Solar |  |  | Withdrawn | Plymouth | Protected Data | Protected Data | Protected Data | Residential | Solar* Rewards | 2015 |  | n/a
Xcel Energy | 85 | 13781 | IOU | 3137320 | 8 | Solar |  |  | Withdrawn | Lake Elmo | Protected Data | Protected Data | Protected Data | Residential | Solar* Rewards | 2015 |  | n/a
Xcel Energy | 85 | 13781 | IOU | 3137321 | 20 | Solar |  |  | Withdrawn | Byron | Protected Data | Protected Data | Protected Data | Residential | Solar* Rewards | 2015 |  | n/a
Xcel Energy | 85 | 13781 | IOU | 3137322 | 20 | Solar |  |  | Withdrawn | Red Wing | Protected Data | Protected Data | Protected Data | Residential | Solar* Rewards | 2015 |  | n/a
Xcel Energy | 85 | 13781 | IOU | 3137323 | 20 | Solar |  |  | Withdrawn | Winona | Protected Data | Protected Data | Protected Data | Commercial | Solar* Rewards | 2015 |  | n/a
Xcel Energy | 85 | 13781 | IOU | 3137324 | 11 | Solar |  |  | Withdrawn | Wabasha | Protected Data | Protected Data | Protected Data | Residential | Solar* Rewards | 2015 |  | n/a
Xcel Energy | 85 | 13781 | IOU | 3137325 | 20 | Solar |  |  | Withdrawn | Winona | Protected Data | Protected Data | Protected Data | Commercial | Solar* Rewards | 2015 |  | n/a
Xcel Energy | 85 | 13781 | IOU | 3137326 | 12 | Solar |  |  | Withdrawn | Zumbrota | Protected Data | Protected Data | Protected Data | Residential | Solar* Rewards | 2015 |  | n/a
Xcel Energy | 85 | 13781 | IOU | 3137327 | 3 | Solar |  |  | Withdrawn | Zumbrota | Protected Data | Protected Data | Protected Data | Commercial | Solar* Rewards | 2015 |  | n/a
Xcel Energy | 85 | 13781 | IOU | 3137328 | 20 | Solar |  |  | Withdrawn | Wabasha | Protected Data | Protected Data | Protected Data | Commercial | Solar* Rewards | 2015 |  | n/a
Xcel Energy | 85 | 13781 | IOU | 3137329 | 15 | Solar |  |  | Withdrawn | Zumbrota | Protected Data | Protected Data | Protected Data | Residential | Solar* Rewards | 2015 |  | n/a
Xcel Energy | 85 | 13781 | IOU | 3137330 | 19 | Solar |  |  | Withdrawn | Wabasha | Protected Data | Protected Data | Protected Data | Residential | Solar* Rewards | 2015 |  | n/a
Xcel Energy | 85 | 13781 | IOU | 3137331 | 20 | Solar |  |  | Withdrawn | Zumbrota | Protected Data | Protected Data | Protected Data | Commercial | Solar* Rewards | 2015 |  | n/a
Xcel Energy | 85 | 13781 | IOU | 3137332 | 13 | Solar |  |  | Withdrawn | Wabasha | Protected Data | Protected Data | Protected Data | Commercial | Solar* Rewards | 2015 |  | n/a
Xcel Energy | 85 | 13781 | IOU | 3137333 | 20 | Solar |  |  | Withdrawn | Kellogg | Protected Data | Protected Data | Protected Data | Commercial | Solar* Rewards | 2015 |  | n/a
Xcel Energy | 85 | 13781 | IOU | 3137334 | 1 | Solar |  |  | Withdrawn | Wabasha | Protected Data | Protected Data | Protected Data | Commercial | Solar* Rewards | 2015 |  | n/a
Xcel Energy | 85 | 13781 | IOU | 3137335 | 3 | Solar |  |  | Withdrawn | Kellogg | Protected Data | Protected Data | Protected Data | Residential | Solar* Rewards | 2015 |  | n/a
Xcel Energy | 85 | 13781 | IOU | 3137336 | 20 | Solar |  |  | Withdrawn | Zumbrota | Protected Data | Protected Data | Protected Data | Commercial | Solar* Rewards | 2015 |  | n/a
Xcel Energy | 85 | 13781 | IOU | 3137337 | 20 | Solar |  |  | Withdrawn | Wabasha | Protected Data | Protected Data | Protected Data | Residential | Solar* Rewards | 2015 |  | n/a
Xcel Energy | 85 | 13781 | IOU | 3137338 | 20 | Solar |  |  | Withdrawn | Kellogg | Protected Data | Protected Data | Protected Data | Residential | Solar* Rewards | 2015 |  | n/a
Xcel Energy | 85 | 13781 | IOU | 3137339 | 0 | Solar |  |  | Withdrawn | Wabasha | Protected Data | Protected Data | Protected Data | Residential | Solar* Rewards | 2015 |  | n/a
Xcel Energy | 85 | 13781 | IOU | 3137340 | 15 | Solar |  |  | Withdrawn | Wabasha | Protected Data | Protected Data | Protected Data | Residential | Solar* Rewards | 2015 |  | n/a
Xcel Energy | 85 | 13781 | IOU | 3137341 | 4 | Solar |  |  | Withdrawn | Eden Prairie | Protected Data | Protected Data | Protected Data | Residential | Solar* Rewards | 2015 |  | n/a
Xcel Energy | 85 | 13781 | IOU | 3137342 | 4 | Solar |  |  | Withdrawn | Eden Prairie | Protected Data | Protected Data | Protected Data | Residential | Solar* Rewards | 2015 |  | n/a
Xcel Energy | 85 | 13781 | IOU | 3137343 | 17 | Solar |  |  | Withdrawn | Minneapolis | Protected Data | Protected Data | Protected Data | Residential | Solar* Rewards | 2015 |  | n/a
Xcel Energy | 85 | 13781 | IOU | 3137344 | 31 | Solar |  |  | Withdrawn | Minneapolis | Protected Data | Protected Data | Protected Data | Commercial | Made In MN | 2015 |  | n/a
Xcel Energy | 85 | 13781 | IOU | 3137345 | 0 | Solar |  |  | Withdrawn | Minneapolis | Protected Data | Protected Data | Protected Data | Residential | Made In MN | 2015 |  | n/a
Xcel Energy | 85 | 13781 | IOU | 3137346 | 0 | Solar |  |  | Withdrawn | Stillwater | Protected Data | Protected Data | Protected Data | Residential | Solar* Rewards | 2015 |  | n/a
Xcel Energy | 85 | 13781 | IOU | 3137347 | 11 | Solar |  |  | Withdrawn | West Lakeland | Protected Data | Protected Data | Protected Data | Residential | Solar* Rewards | 2015 |  | n/a
Xcel Energy | 85 | 13781 | IOU | 3137348 | 10 | Solar |  |  | Withdrawn | Bloomington | Protected Data | Protected Data | Protected Data | Residential | Made In MN | 2015 |  | n/a
Xcel Energy | 85 | 13781 | IOU | 3137349 | 1 | Solar |  |  | Withdrawn | Saint Paul | Protected Data | Protected Data | Protected Data | Residential | Solar* Rewards | 2015 |  | n/a
Xcel Energy | 85 | 13781 | IOU | 3137350 | 6 | Solar |  |  | Withdrawn | Wabasha | Protected Data | Protected Data | Protected Data | Residential | Solar* Rewards | 2015 |  | n/a
Xcel Energy | 85 | 13781 | IOU | 3137351 | 0 | Solar |  |  | Withdrawn | Bloomington | Protected Data | Protected Data | Protected Data | Residential | Solar* Rewards | 2015 |  | n/a
Xcel Energy | 85 | 13781 | IOU | 3137352 | 0 | Solar |  |  | Withdrawn | Bloomington | Protected Data | Protected Data | Protected Data | Residential | Solar* Rewards | 2015 |  | n/a
Xcel Energy | 85 | 13781 | IOU | 3137353 | 0 | Solar |  |  | Withdrawn | Bloomington | Protected Data | Protected Data | Protected Data | Residential | Solar* Rewards | 2015 |  | n/a
Xcel Energy | 85 | 13781 | IOU | 3137354 | 4 | Solar |  |  | Withdrawn | Bloomington | Protected Data | Protected Data | Protected Data | Residential | Solar* Rewards | 2015 |  | n/a
Xcel Energy | 85 | 13781 | IOU | 3137355 | 7 | Solar |  |  | Withdrawn | Saint Paul | Protected Data | Protected Data | Protected Data | Residential | Made In MN | 2015 |  | n/a
Xcel Energy | 85 | 13781 | IOU | 3137356 | 10 | Solar |  |  | Withdrawn | Roseville | Protected Data | Protected Data | Protected Data | Residential | Made In MN | 2015 |  | n/a
Xcel Energy | 85 | 13781 | IOU | 3137357 | 9 | Solar |  |  | Withdrawn | Delano | Protected Data | Protected Data | Protected Data | Residential | Solar* Rewards | 2015 |  | n/a
Xcel Energy | 85 | 13781 | IOU | 3137358 | 20 | Solar |  |  | Withdrawn | Maple Plain | Protected Data | Protected Data | Protected Data | Residential | Solar* Rewards | 2015 |  | n/a
Xcel Energy | 85 | 13781 | IOU | 3137359 | 0 | Solar |  |  | Withdrawn | Faribault | Protected Data | Protected Data | Protected Data | Residential | Solar* Rewards | 2015 |  | n/a
Xcel Energy | 85 | 13781 | IOU | 3137360 | 5 | Solar |  |  | Withdrawn | Faribault | Protected Data | Protected Data | Protected Data | Residential | Solar* Rewards | 2015 |  | n/a
Xcel Energy | 85 | 13781 | IOU | 3137361 | 7 | Solar |  |  | Withdrawn | Faribault | Protected Data | Protected Data | Protected Data | Residential | Solar* Rewards | 2015 |  | n/a
Xcel Energy | 85 | 13781 | IOU | 3137362 | 14 | Solar |  |  | Withdrawn | Faribault | Protected Data | Protected Data | Protected Data | Commercial | Solar* Rewards | 2015 |  | n/a
Xcel Energy | 85 | 13781 | IOU | 3137363 | 0 | Solar |  |  | Withdrawn | Saint Paul | Protected Data | Protected Data | Protected Data | Residential | Solar* Rewards | 2015 |  | n/a
Xcel Energy | 85 | 13781 | IOU | 3137364 | 0 | Solar |  |  | Withdrawn | Bloomington | Protected Data | Protected Data | Protected Data | Residential | Solar* Rewards | 2015 |  | n/a
Xcel Energy | 85 | 13781 | IOU | 3137365 | 20 | Solar |  |  | Withdrawn | Prior Lake | Protected Data | Protected Data | Protected Data | Commercial | Solar* Rewards | 2015 |  | n/a
Xcel Energy | 85 | 13781 | IOU | 3137366 | 0 | Solar |  |  | Withdrawn | Bloomington | Protected Data | Protected Data | Protected Data | Residential | Solar* Rewards | 2015 |  | n/a
Xcel Energy | 85 | 13781 | IOU | 3137367 | 7 | Solar |  |  | Withdrawn | Minnetonka | Protected Data | Protected Data | Protected Data | Residential | Solar* Rewards | 2015 |  | n/a
Xcel Energy | 85 | 13781 | IOU | 3137368 | 7 | Solar |  |  | Withdrawn | Plymouth | Protected Data | Protected Data | Protected Data | Residential | Solar* Rewards | 2015 |  | n/a
Xcel Energy | 85 | 13781 | IOU | 3137369 | 7 | Solar |  |  | Withdrawn | Northfield | Protected Data | Protected Data | Protected Data | Residential | Solar* Rewards | 2015 |  | n/a
Xcel Energy | 85 | 13781 | IOU | 3137370 | 10 | Solar |  |  | Withdrawn | Mankato | Protected Data | Protected Data | Protected Data | Residential | Solar* Rewards | 2015 |  | n/a
Xcel Energy | 85 | 13781 | IOU | 3137371 | 20 | Solar |  |  | Withdrawn | Lake City | Protected Data | Protected Data | Protected Data | Residential | Solar* Rewards | 2015 |  | n/a
Xcel Energy | 85 | 13781 | IOU | 3137372 | 11 | Solar |  |  | Withdrawn | Lake City | Protected Data | Protected Data | Protected Data | Residential | Solar* Rewards | 2015 |  | n/a
Xcel Energy | 85 | 13781 | IOU | 3137373 | 12 | Solar |  |  | Withdrawn | Stillwater | Protected Data | Protected Data | Protected Data | Residential | Solar* Rewards | 2015 |  | n/a
Xcel Energy | 85 | 13781 | IOU | 3137374 | 14 | Solar |  |  | Withdrawn | Mankato | Protected Data | Protected Data | Protected Data | Commercial | Solar* Rewards | 2015 |  | n/a
Xcel Energy | 85 | 13781 | IOU | 3137375 | 12 | Solar |  |  | Withdrawn | Stillwater | Protected Data | Protected Data | Protected Data | Residential | Solar* Rewards | 2015 |  | n/a
Xcel Energy | 85 | 13781 | IOU | 3137376 | 12 | Solar |  |  | Withdrawn | Stillwater | Protected Data | Protected Data | Protected Data | Residential | Solar* Rewards | 2015 |  | n/a
Xcel Energy | 85 | 13781 | IOU | 3137377 | 0 | Solar |  |  | Withdrawn | Maple Grove | Protected Data | Protected Data | Protected Data | Residential | Solar* Rewards | 2015 |  | n/a
Xcel Energy | 85 | 13781 | IOU | 3137378 | 6 | Solar |  |  | Withdrawn | Minneapolis | Protected Data | Protected Data | Protected Data | Residential | Made In MN | 2015 |  | n/a
Xcel Energy | 85 | 13781 | IOU | 3137379 | 9 | Solar |  |  | Withdrawn | Mounds View | Protected Data | Protected Data | Protected Data | Residential | Solar* Rewards | 2015 |  | n/a
Xcel Energy | 85 | 13781 | IOU | 3137380 | 10 | Solar |  |  | Withdrawn | Mounds View | Protected Data | Protected Data | Protected Data | Residential | Made In MN | 2015 |  | n/a
Xcel Energy | 85 | 13781 | IOU | 3137381 | 4 | Solar |  |  | Withdrawn | Northfield | Protected Data | Protected Data | Protected Data | Residential | Solar* Rewards | 2015 |  | n/a
Xcel Energy | 85 | 13781 | IOU | 3137382 | 5 | Solar |  |  | Withdrawn | Saint Anthony | Protected Data | Protected Data | Protected Data | Residential | Solar* Rewards | 2015 |  | n/a
Xcel Energy | 85 | 13781 | IOU | 3137383 | 10 | Solar |  |  | Withdrawn | Chisago City | Protected Data | Protected Data | Protected Data | Residential | Solar* Rewards | 2015 |  | n/a
Xcel Energy | 85 | 13781 | IOU | 3137384 | 10 | Solar |  |  | Withdrawn | Minnetonka | Protected Data | Protected Data | Protected Data | Residential | Solar* Rewards | 2015 |  | n/a
Xcel Energy | 85 | 13781 | IOU | 3137385 | 10 | Solar |  |  | Withdrawn | Bloomington | Protected Data | Protected Data | Protected Data | Residential | Solar* Rewards | 2015 |  | n/a
Xcel Energy | 85 | 13781 | IOU | 3137386 | 6 | Solar |  |  | Withdrawn | Inver Grove Heights | Protected Data | Protected Data | Protected Data | Residential | Solar* Rewards | 2015 |  | n/a
Xcel Energy | 85 | 13781 | IOU | 3137387 | 7 | Solar |  |  | Withdrawn | Roseville | Protected Data | Protected Data | Protected Data | Residential | Made In MN | 2015 |  | n/a
Xcel Energy | 85 | 13781 | IOU | 3137388 | 0 | Solar |  |  | Withdrawn | Mankato | Protected Data | Protected Data | Protected Data | Commercial | Solar* Rewards | 2015 |  | n/a
Xcel Energy | 85 | 13781 | IOU | 3137389 | 6 | Solar |  |  | Withdrawn | Saint Paul | Protected Data | Protected Data | Protected Data | Residential | Solar* Rewards | 2015 |  | n/a
Xcel Energy | 85 | 13781 | IOU | 3137390 | 3 | Solar |  |  | Withdrawn | Oakdale | Protected Data | Protected Data | Protected Data | Residential | Solar* Rewards | 2015 |  | n/a
Xcel Energy | 85 | 13781 | IOU | 3137391 | 5 | Solar |  |  | Withdrawn | Minneapolis | Protected Data | Protected Data | Protected Data | Residential | Made In MN | 2015 |  | n/a
Xcel Energy | 85 | 13781 | IOU | 3137392 | 0 | Solar |  |  | Withdrawn | Mankato | Protected Data | Protected Data | Protected Data | Commercial | Solar* Rewards | 2015 |  | n/a
Xcel Energy | 85 | 13781 | IOU | 3137393 | 18 | Solar |  |  | Withdrawn | Maplewood | Protected Data | Protected Data | Protected Data | Commercial | Solar* Rewards | 2015 |  | n/a
Xcel Energy | 85 | 13781 | IOU | 3137394 | 0 | Solar |  |  | Withdrawn | Minnetonka | Protected Data | Protected Data | Protected Data | Residential | Solar* Rewards | 2015 |  | n/a
Xcel Energy | 85 | 13781 | IOU | 3137395 | 20 | Solar |  |  | Withdrawn | Saint Cloud | Protected Data | Protected Data | Protected Data | Commercial | Solar* Rewards | 2015 |  | n/a
Xcel Energy | 85 | 13781 | IOU | 3137396 | 10 | Solar |  |  | Withdrawn | Mantorville | Protected Data | Protected Data | Protected Data | Residential | Made In MN | 2015 |  | n/a
Xcel Energy | 85 | 13781 | IOU | 3137397 | 10 | Solar |  |  | Withdrawn | Sunfish Lake | Protected Data | Protected Data | Protected Data | Residential | Made In MN | 2015 |  | n/a
Xcel Energy | 85 | 13781 | IOU | 3137398 | 4 | Solar |  |  | Withdrawn | Northfield | Protected Data | Protected Data | Protected Data | Commercial | Solar* Rewards | 2015 |  | n/a
Xcel Energy | 85 | 13781 | IOU | 3137399 | 0 | Solar |  |  | Withdrawn | Northfield | Protected Data | Protected Data | Protected Data | Commercial | Solar* Rewards | 2015 |  | n/a
Xcel Energy | 85 | 13781 | IOU | 3137400 | 11 | Solar |  |  | Withdrawn | Lake City | Protected Data | Protected Data | Protected Data | Commercial | Solar* Rewards | 2015 |  | n/a
Xcel Energy | 85 | 13781 | IOU | 3137401 | 0 | Solar |  |  | Withdrawn | Chanhassen | Protected Data | Protected Data | Protected Data | Residential | Solar* Rewards | 2015 |  | n/a
Xcel Energy | 85 | 13781 | IOU | 3137402 | 10 | Solar |  |  | Withdrawn | Pine Island | Protected Data | Protected Data | Protected Data | Residential | Made In MN | 2015 |  | n/a
Xcel Energy | 85 | 13781 | IOU | 3137403 | 20 | Solar |  |  | Withdrawn | Renville | Protected Data | Protected Data | Protected Data | Residential | Solar* Rewards | 2015 |  | n/a
Xcel Energy | 85 | 13781 | IOU | 3137404 | 3 | Solar |  |  | Withdrawn | Oakdale | Protected Data | Protected Data | Protected Data | Residential | Made In MN | 2015 |  | n/a
Xcel Energy | 85 | 13781 | IOU | 3137405 | 20 | Solar |  |  | Withdrawn | Saint Paul | Protected Data | Protected Data | Protected Data | Commercial | Solar* Rewards | 2015 |  | n/a
Xcel Energy | 85 | 13781 | IOU | 3137406 | 20 | Solar |  |  | Withdrawn | Scandia | Protected Data | Protected Data | Protected Data | Commercial | Solar* Rewards | 2015 |  | n/a
Xcel Energy | 85 | 13781 | IOU | 3137407 | 20 | Solar |  |  | Withdrawn | Zumbrota | Protected Data | Protected Data | Protected Data | Commercial | Solar* Rewards | 2015 |  | n/a
Xcel Energy | 85 | 13781 | IOU | 3137408 | 20 | Solar |  |  | Withdrawn | Minneapolis | Protected Data | Protected Data | Protected Data | Commercial | Solar* Rewards | 2015 |  | n/a
Xcel Energy | 85 | 13781 | IOU | 3137409 | 20 | Solar |  |  | Withdrawn | Pine Island | Protected Data | Protected Data | Protected Data | Commercial | Solar* Rewards | 2015 |  | n/a
Xcel Energy | 85 | 13781 | IOU | 3137410 | 8 | Solar |  |  | Withdrawn | Stacy | Protected Data | Protected Data | Protected Data | Residential | Solar* Rewards | 2015 |  | n/a
Xcel Energy | 85 | 13781 | IOU | 3137411 | 7 | Solar |  |  | Withdrawn | Wayzata | Protected Data | Protected Data | Protected Data | Residential | Solar* Rewards | 2015 |  | n/a
Xcel Energy | 85 | 13781 | IOU | 3137412 | 20 | Solar |  |  | Withdrawn | Waconia | Protected Data | Protected Data | Protected Data | Residential | Solar* Rewards | 2015 |  | n/a
Xcel Energy | 85 | 13781 | IOU | 3137413 | 5 | Solar |  |  | Withdrawn | Northfield | Protected Data | Protected Data | Protected Data | Residential | Solar* Rewards | 2015 |  | n/a
Xcel Energy | 85 | 13781 | IOU | 3137414 | 6 | Solar |  |  | Withdrawn | Faribault | Protected Data | Protected Data | Protected Data | Residential | Solar* Rewards | 2015 |  | n/a
Xcel Energy | 85 | 13781 | IOU | 3137415 | 7 | Solar |  |  | Withdrawn | Minneapolis | Protected Data | Protected Data | Protected Data | Residential | Made In MN | 2015 |  | n/a
Xcel Energy | 85 | 13781 | IOU | 3137416 | 7 | Solar |  |  | Withdrawn | South Saint Paul | Protected Data | Protected Data | Protected Data | Residential | Solar* Rewards | 2015 |  | n/a
Xcel Energy | 85 | 13781 | IOU | 3137417 | 4 | Solar |  |  | Withdrawn | Hastings | Protected Data | Protected Data | Protected Data | Residential | Made In MN | 2015 |  | n/a
Xcel Energy | 85 | 13781 | IOU | 3137418 | 4 | Solar |  |  | Withdrawn | Saint Paul | Protected Data | Protected Data | Protected Data | Residential | Solar* Rewards | 2015 |  | n/a
Xcel Energy | 85 | 13781 | IOU | 3137419 | 0 | Solar |  |  | Withdrawn | Cannon Falls | Protected Data | Protected Data | Protected Data | Commercial | Solar* Rewards | 2015 |  | n/a
Xcel Energy | 85 | 13781 | IOU | 3137420 | 7 | Solar |  |  | Withdrawn | Saint Paul | Protected Data | Protected Data | Protected Data | Residential | Solar* Rewards | 2015 |  | n/a
Xcel Energy | 85 | 13781 | IOU | 3137421 | 7 | Solar |  |  | Withdrawn | Northfield | Protected Data | Protected Data | Protected Data | Residential | Solar* Rewards | 2015 |  | n/a
Xcel Energy | 85 | 13781 | IOU | 3137422 | 4 | Solar |  |  | Withdrawn | Mankato | Protected Data | Protected Data | Protected Data | Residential | Solar* Rewards | 2015 |  | n/a
Xcel Energy | 85 | 13781 | IOU | 3137423 | 5 | Solar |  |  | Withdrawn | Hayfield | Protected Data | Protected Data | Protected Data | Commercial | Solar* Rewards | 2015 |  | n/a
Xcel Energy | 85 | 13781 | IOU | 3137424 | 20 | Solar |  |  | Withdrawn | Pine Island | Protected Data | Protected Data | Protected Data | Commercial | Solar* Rewards | 2015 |  | n/a
Xcel Energy | 85 | 13781 | IOU | 3137425 | 7 | Solar |  |  | Withdrawn | Woodbury | Protected Data | Protected Data | Protected Data | Residential | Solar* Rewards | 2015 |  | n/a
Xcel Energy | 85 | 13781 | IOU | 3137426 | 4 | Solar |  |  | Withdrawn | Saint Paul | Protected Data | Protected Data | Protected Data | Residential | Solar* Rewards | 2015 |  | n/a
Xcel Energy | 85 | 13781 | IOU | 3137427 | 4 | Solar |  |  | Withdrawn | Saint Paul | Protected Data | Protected Data | Protected Data | Residential | Made In MN | 2015 |  | n/a
Xcel Energy | 85 | 13781 | IOU | 3137428 | 4 | Solar |  |  | Withdrawn | Mankato | Protected Data | Protected Data | Protected Data | Residential | Solar* Rewards | 2015 |  | n/a
Xcel Energy | 85 | 13781 | IOU | 3137429 | 4 | Solar |  |  | Withdrawn | Minneapolis | Protected Data | Protected Data | Protected Data | Residential | Solar* Rewards | 2015 |  | n/a
Xcel Energy | 85 | 13781 | IOU | 3137430 | 5 | Solar |  |  | Withdrawn | Hayfield | Protected Data | Protected Data | Protected Data | Commercial | Solar* Rewards | 2015 |  | n/a
Xcel Energy | 85 | 13781 | IOU | 3137431 | 0 | Solar |  |  | Withdrawn | Wyoming | Protected Data | Protected Data | Protected Data | Residential | Solar* Rewards | 2015 |  | n/a
Xcel Energy | 85 | 13781 | IOU | 3137432 | 20 | Solar |  |  | Withdrawn | Maplewood | Protected Data | Protected Data | Protected Data | Commercial | Solar* Rewards | 2015 |  | n/a
Xcel Energy | 85 | 13781 | IOU | 3137433 | 20 | Solar |  |  | Withdrawn | Maple Grove | Protected Data | Protected Data | Protected Data | Commercial | Solar* Rewards | 2015 |  | n/a
Xcel Energy | 85 | 13781 | IOU | 3137434 | 5 | Solar |  |  | Withdrawn | Edina | Protected Data | Protected Data | Protected Data | Residential | Made In MN | 2015 |  | n/a
Xcel Energy | 85 | 13781 | IOU | 3137435 | 10 | Solar |  |  | Withdrawn | Northfield | Protected Data | Protected Data | Protected Data | Commercial | Solar* Rewards | 2015 |  | n/a
Xcel Energy | 85 | 13781 | IOU | 3137436 | 5 | Solar |  |  | Withdrawn | Edina | Protected Data | Protected Data | Protected Data | Residential | Made In MN | 2015 |  | n/a
Xcel Energy | 85 | 13781 | IOU | 3137437 | 20 | Solar |  |  | Withdrawn | Edina | Protected Data | Protected Data | Protected Data | Commercial | Solar* Rewards | 2015 |  | n/a
Xcel Energy | 85 | 13781 | IOU | 3137438 | 4 | Solar |  |  | Withdrawn | Minneapolis | Protected Data | Protected Data | Protected Data | Residential | Made In MN | 2015 |  | n/a
Xcel Energy | 85 | 13781 | IOU | 3137439 | 0 | Solar |  |  | Withdrawn | Wyoming | Protected Data | Protected Data | Protected Data | Residential | Made In MN | 2015 |  | n/a
Xcel Energy | 85 | 13781 | IOU | 3137440 | 10 | Solar |  |  | Withdrawn | Minneapolis | Protected Data | Protected Data | Protected Data | Residential | Made In MN | 2015 |  | n/a
Xcel Energy | 85 | 13781 | IOU | 3137441 | 6 | Solar |  |  | Withdrawn | Minneapolis | Protected Data | Protected Data | Protected Data | Residential | Solar* Rewards | 2015 |  | n/a
Xcel Energy | 85 | 13781 | IOU | 3137442 | 3 | Solar |  |  | Withdrawn | Saint Paul | Protected Data | Protected Data | Protected Data | Residential | Made In MN | 2015 |  | n/a
Xcel Energy | 85 | 13781 | IOU | 3137443 | 10 | Solar |  |  | Withdrawn | Stillwater | Protected Data | Protected Data | Protected Data | Residential | Made In MN | 2015 |  | n/a
Xcel Energy | 85 | 13781 | IOU | 3137444 | 20 | Solar |  |  | Withdrawn | Roseville | Protected Data | Protected Data | Protected Data | Commercial | Solar* Rewards | 2015 |  | n/a
Xcel Energy | 85 | 13781 | IOU | 3137445 | 20 | Solar |  |  | Withdrawn | Saint Paul | Protected Data | Protected Data | Protected Data | Commercial | Solar* Rewards | 2015 |  | n/a
Xcel Energy | 85 | 13781 | IOU | 3137446 | 0 | Solar |  |  | Withdrawn | Mankato | Protected Data | Protected Data | Protected Data | Residential | Solar* Rewards | 2015 |  | n/a
Xcel Energy | 85 | 13781 | IOU | 3137447 | 35 | Solar |  |  | Withdrawn | Zumbrota | Protected Data | Protected Data | Protected Data | Commercial | Made In MN | 2015 |  | n/a
Xcel Energy | 85 | 13781 | IOU | 3137448 | 0 | Solar |  |  | Withdrawn | Zumbrota | Protected Data | Protected Data | Protected Data | Residential | Made In MN | 2015 |  | n/a
Xcel Energy | 85 | 13781 | IOU | 3137449 | 10 | Solar |  |  | Withdrawn | Chisago City | Protected Data | Protected Data | Protected Data | Residential | Solar* Rewards | 2015 |  | n/a
Xcel Energy | 85 | 13781 | IOU | 3137450 | 10 | Solar |  |  | Withdrawn | Zumbrota | Protected Data | Protected Data | Protected Data | Residential | Made In MN | 2015 |  | n/a
Xcel Energy | 85 | 13781 | IOU | 3137451 | 7 | Solar |  |  | Withdrawn | Saint Cloud | Protected Data | Protected Data | Protected Data | Residential | Solar* Rewards | 2015 |  | n/a
Xcel Energy | 85 | 13781 | IOU | 3137452 | 9 | Solar |  |  | Withdrawn | Saint Paul | Protected Data | Protected Data | Protected Data | Residential | Solar* Rewards | 2015 |  | n/a
Xcel Energy | 85 | 13781 | IOU | 3137453 | 4 | Solar |  |  | Withdrawn | Saint Paul | Protected Data | Protected Data | Protected Data | Residential | Made In MN | 2015 |  | n/a
Xcel Energy | 85 | 13781 | IOU | 3137454 | 8 | Solar |  |  | Withdrawn | Shoreview | Protected Data | Protected Data | Protected Data | Residential | Made In MN | 2015 |  | n/a
Xcel Energy | 85 | 13781 | IOU | 3137455 | 0 | Solar |  |  | Withdrawn | Woodbury | Protected Data | Protected Data | Protected Data | Residential | Made In MN | 2015 |  | n/a
Xcel Energy | 85 | 13781 | IOU | 3137456 | 21 | Solar |  |  | Withdrawn | Glencoe | Protected Data | Protected Data | Protected Data | Commercial | Made In MN | 2015 |  | n/a
Xcel Energy | 85 | 13781 | IOU | 3137457 | 20 | Solar |  |  | Withdrawn | Glencoe | Protected Data | Protected Data | Protected Data | Commercial | Solar* Rewards | 2015 |  | n/a
Xcel Energy | 85 | 13781 | IOU | 3137458 | 7 | Solar |  |  | Withdrawn | Stillwater | Protected Data | Protected Data | Protected Data | Residential | Made In MN | 2015 |  | n/a
Xcel Energy | 85 | 13781 | IOU | 3137459 | 12 | Solar |  |  | Withdrawn | Afton | Protected Data | Protected Data | Protected Data | Residential | Solar* Rewards | 2015 |  | n/a
Xcel Energy | 85 | 13781 | IOU | 3137460 | 8 | Solar |  |  | Withdrawn | Cottage Grove | Protected Data | Protected Data | Protected Data | Residential | Solar* Rewards | 2015 |  | n/a
Xcel Energy | 85 | 13781 | IOU | 3137461 | 17 | Solar |  |  | Withdrawn | Waite Park | Protected Data | Protected Data | Protected Data | Commercial | Solar* Rewards | 2015 |  | n/a
Xcel Energy | 85 | 13781 | IOU | 3137462 | 20 | Solar |  |  | Withdrawn | Farmington | Protected Data | Protected Data | Protected Data | Commercial | Solar* Rewards | 2015 |  | n/a
Xcel Energy | 85 | 13781 | IOU | 3137463 | 1 | Solar |  |  | Withdrawn | Tyler | Protected Data | Protected Data | Protected Data | Commercial | Solar* Rewards | 2015 |  | n/a
Xcel Energy | 85 | 13781 | IOU | 3137464 | 20 | Solar |  |  | Withdrawn | Tyler | Protected Data | Protected Data | Protected Data | Commercial | Solar* Rewards | 2015 |  | n/a
Xcel Energy | 85 | 13781 | IOU | 3137465 | 9 | Solar |  |  | Withdrawn | New Auburn | Protected Data | Protected Data | Protected Data | Residential | Solar* Rewards | 2015 |  | n/a
Xcel Energy | 85 | 13781 | IOU | 3137466 | 3 | Solar |  |  | Withdrawn | New Auburn | Protected Data | Protected Data | Protected Data | Residential | Solar* Rewards | 2015 |  | n/a
Xcel Energy | 85 | 13781 | IOU | 3137467 | 5 | Solar |  |  | Withdrawn | Saint Paul | Protected Data | Protected Data | Protected Data | Residential | Solar* Rewards | 2015 |  | n/a
Xcel Energy | 85 | 13781 | IOU | 3137468 | 0 | Solar |  |  | Withdrawn | Minneapolis | Protected Data | Protected Data | Protected Data | Residential | Solar* Rewards | 2015 |  | n/a
Xcel Energy | 85 | 13781 | IOU | 3137469 | 0 | Solar |  |  | Withdrawn | Lakeland | Protected Data | Protected Data | Protected Data | Residential | Solar* Rewards | 2015 |  | n/a
Xcel Energy | 85 | 13781 | IOU | 3137470 | 4 | Solar |  |  | Withdrawn | Rockville | Protected Data | Protected Data | Protected Data | Residential | Solar* Rewards | 2015 |  | n/a
Xcel Energy | 85 | 13781 | IOU | 3137471 | 5 | Solar |  |  | Withdrawn | Minneapolis | Protected Data | Protected Data | Protected Data | Residential | Made In MN | 2015 |  | n/a
Xcel Energy | 85 | 13781 | IOU | 3137472 | 20 | Solar |  |  | Withdrawn | Tracy | Protected Data | Protected Data | Protected Data | Commercial | Solar* Rewards | 2015 |  | n/a
Xcel Energy | 85 | 13781 | IOU | 3137473 | 6 | Solar |  |  | Withdrawn | Becker | Protected Data | Protected Data | Protected Data | Residential | Solar* Rewards | 2015 |  | n/a
Xcel Energy | 85 | 13781 | IOU | 3137474 | 20 | Solar |  |  | Withdrawn | Fridley | Protected Data | Protected Data | Protected Data | Commercial | Solar* Rewards | 2015 |  | n/a
Xcel Energy | 85 | 13781 | IOU | 3137475 | 20 | Solar |  |  | Withdrawn | Monticello | Protected Data | Protected Data | Protected Data | Commercial | Solar* Rewards | 2015 |  | n/a
Xcel Energy | 85 | 13781 | IOU | 3137476 | 5 | Solar |  |  | Withdrawn | Saint Paul | Protected Data | Protected Data | Protected Data | Residential | Solar* Rewards | 2015 |  | n/a
Xcel Energy | 85 | 13781 | IOU | 3137477 | 10 | Solar |  |  | Withdrawn | Bloomington | Protected Data | Protected Data | Protected Data | Residential | Made In MN | 2015 |  | n/a
Xcel Energy | 85 | 13781 | IOU | 3137478 | 4 | Solar |  |  | Withdrawn | Saint Paul | Protected Data | Protected Data | Protected Data | Residential | Solar* Rewards | 2015 |  | n/a
Xcel Energy | 85 | 13781 | IOU | 3137479 | 0 | Solar |  |  | Withdrawn | Minneapolis | Protected Data | Protected Data | Protected Data | Residential | Made In MN | 2015 |  | n/a
Xcel Energy | 85 | 13781 | IOU | 3137480 | 0 | Solar |  |  | Withdrawn | Minneapolis | Protected Data | Protected Data | Protected Data | Residential | Made In MN | 2015 |  | n/a
Xcel Energy | 85 | 13781 | IOU | 3137481 | 0 | Solar |  |  | Withdrawn | Lindstrom | Protected Data | Protected Data | Protected Data | Residential | Made In MN | 2015 |  | n/a
Xcel Energy | 85 | 13781 | IOU | 3137482 | 5 | Solar |  |  | Withdrawn | Minnetonka | Protected Data | Protected Data | Protected Data | Residential | Made In MN | 2015 |  | n/a
Xcel Energy | 85 | 13781 | IOU | 3137483 | 8 | Solar |  |  | Withdrawn | Minneapolis | Protected Data | Protected Data | Protected Data | Residential | Solar* Rewards | 2015 |  | n/a
Xcel Energy | 85 | 13781 | IOU | 3137484 | 3 | Solar |  |  | Withdrawn | Northfield | Protected Data | Protected Data | Protected Data | Residential | Made In MN | 2015 |  | n/a
Xcel Energy | 85 | 13781 | IOU | 3137485 | 6 | Solar |  |  | Withdrawn | Northfield | Protected Data | Protected Data | Protected Data | Residential | Solar* Rewards | 2015 |  | n/a
Xcel Energy | 85 | 13781 | IOU | 3137486 | 9 | Solar |  |  | Withdrawn | Saint Paul | Protected Data | Protected Data | Protected Data | Residential | Made In MN | 2015 |  | n/a
Xcel Energy | 85 | 13781 | IOU | 3137487 | 20 | Solar |  |  | Withdrawn | Mapleton | Protected Data | Protected Data | Protected Data | Residential | Solar* Rewards | 2015 |  | n/a
Xcel Energy | 85 | 13781 | IOU | 3137488 | 10 | Solar |  |  | Withdrawn | Wabasha | Protected Data | Protected Data | Protected Data | Commercial | Made In MN | 2015 |  | n/a
Xcel Energy | 85 | 13781 | IOU | 3137489 | 5 | Solar |  |  | Withdrawn | Lakeland | Protected Data | Protected Data | Protected Data | Residential | Solar* Rewards | 2015 |  | n/a
Xcel Energy | 85 | 13781 | IOU | 3137490 | 20 | Solar |  |  | Withdrawn | Hastings | Protected Data | Protected Data | Protected Data | Commercial | Solar* Rewards | 2015 |  | n/a
Xcel Energy | 85 | 13781 | IOU | 3137491 | 0 | Solar |  |  | Withdrawn | Kasson | Protected Data | Protected Data | Protected Data | Commercial | Made In MN | 2015 |  | n/a
Xcel Energy | 85 | 13781 | IOU | 3137492 | 5 | Solar |  |  | Withdrawn | Woodbury | Protected Data | Protected Data | Protected Data | Residential | Solar* Rewards | 2015 |  | n/a
Xcel Energy | 85 | 13781 | IOU | 3137493 | 39 | Solar |  |  | Withdrawn | Minneapolis | Protected Data | Protected Data | Protected Data | Commercial | Made In MN | 2015 |  | n/a
Xcel Energy | 85 | 13781 | IOU | 3137494 | 10 | Solar |  |  | Withdrawn | Wyoming | Protected Data | Protected Data | Protected Data | Residential | Made In MN | 2015 |  | n/a
Xcel Energy | 85 | 13781 | IOU | 3137495 | 0 | Solar |  |  | Withdrawn | Hastings | Protected Data | Protected Data | Protected Data | Commercial | Solar* Rewards | 2015 |  | n/a
Xcel Energy | 85 | 13781 | IOU | 3137496 | 5 | Solar |  |  | Withdrawn | Dundas | Protected Data | Protected Data | Protected Data | Residential | Solar* Rewards | 2015 |  | n/a
Xcel Energy | 85 | 13781 | IOU | 3137498 | 4 | Solar |  |  | Withdrawn | Minneapolis | Protected Data | Protected Data | Protected Data | Residential | Solar* Rewards | 2015 |  | n/a
Xcel Energy | 85 | 13781 | IOU | 3137499 | 9 | Solar |  |  | Withdrawn | Woodbury | Protected Data | Protected Data | Protected Data | Residential | Solar* Rewards | 2015 |  | n/a
Xcel Energy | 85 | 13781 | IOU | 3137500 | 20 | Solar |  |  | Withdrawn | Hector | Protected Data | Protected Data | Protected Data | Commercial | Solar* Rewards | 2015 |  | n/a
Xcel Energy | 85 | 13781 | IOU | 3137501 | 0 | Solar |  |  | Withdrawn | Minneapolis | Protected Data | Protected Data | Protected Data | Commercial | Made In MN | 2015 |  | n/a
Xcel Energy | 85 | 13781 | IOU | 3137502 | 0 | Solar |  |  | Withdrawn | Edina | Protected Data | Protected Data | Protected Data | Residential | Solar* Rewards | 2015 |  | n/a
Xcel Energy | 85 | 13781 | IOU | 3137503 | 13 | Solar |  |  | Withdrawn | Courtland | Protected Data | Protected Data | Protected Data | Commercial | Solar* Rewards | 2015 |  | n/a
Xcel Energy | 85 | 13781 | IOU | 3137504 | 13 | Solar |  |  | Withdrawn | Courtland | Protected Data | Protected Data | Protected Data | Commercial | Solar* Rewards | 2015 |  | n/a
Xcel Energy | 85 | 13781 | IOU | 3137505 | 10 | Solar |  |  | Withdrawn | New Brighton | Protected Data | Protected Data | Protected Data | Residential | Made In MN | 2015 |  | n/a
Xcel Energy | 85 | 13781 | IOU | 3137506 | 8 | Solar |  |  | Withdrawn | Mound | Protected Data | Protected Data | Protected Data | Residential | Solar* Rewards | 2015 |  | n/a
Xcel Energy | 85 | 13781 | IOU | 3137507 | 3 | Solar |  |  | Withdrawn | Northfield | Protected Data | Protected Data | Protected Data | Residential | Solar* Rewards | 2015 |  | n/a
Xcel Energy | 85 | 13781 | IOU | 3137508 | 9 | Solar |  |  | Withdrawn | Farmington | Protected Data | Protected Data | Protected Data | Residential | Solar* Rewards | 2015 |  | n/a
Xcel Energy | 85 | 13781 | IOU | 3137509 | 7 | Solar |  |  | Withdrawn | Saint Cloud | Protected Data | Protected Data | Protected Data | Residential | Solar* Rewards | 2015 |  | n/a
Xcel Energy | 85 | 13781 | IOU | 3137510 | 12 | Solar |  |  | Withdrawn | Inver Grove Heights | Protected Data | Protected Data | Protected Data | Residential | Solar* Rewards | 2015 |  | n/a
Xcel Energy | 85 | 13781 | IOU | 3137511 | 20 | Solar |  |  | Withdrawn | Little Canada | Protected Data | Protected Data | Protected Data | Commercial | Solar* Rewards | 2015 |  | n/a
Xcel Energy | 85 | 13781 | IOU | 3137512 | 3 | Solar |  |  | Withdrawn | Saint Paul | Protected Data | Protected Data | Protected Data | Residential | Solar* Rewards | 2015 |  | n/a
Xcel Energy | 85 | 13781 | IOU | 3137513 | 20 | Solar |  |  | Withdrawn | Green Isle | Protected Data | Protected Data | Protected Data | Commercial | Solar* Rewards | 2015 |  | n/a
Xcel Energy | 85 | 13781 | IOU | 3137514 | 9 | Solar |  |  | Withdrawn | Minneapolis | Protected Data | Protected Data | Protected Data | Residential | Solar* Rewards | 2015 |  | n/a
Xcel Energy | 85 | 13781 | IOU | 3137515 | 4 | Solar |  |  | Withdrawn | Saint Paul | Protected Data | Protected Data | Protected Data | Residential | Solar* Rewards | 2015 |  | n/a
Xcel Energy | 85 | 13781 | IOU | 3137516 | 3 | Solar |  |  | Withdrawn | Roseville | Protected Data | Protected Data | Protected Data | Residential | Solar* Rewards | 2015 |  | n/a
Xcel Energy | 85 | 13781 | IOU | 3137517 | 8 | Solar |  |  | Withdrawn | Mazeppa | Protected Data | Protected Data | Protected Data | Residential | Made In MN | 2015 |  | n/a
Xcel Energy | 85 | 13781 | IOU | 3137518 | 8 | Solar |  |  | Withdrawn | Stacy | Protected Data | Protected Data | Protected Data | Residential | Solar* Rewards | 2015 |  | n/a
Xcel Energy | 85 | 13781 | IOU | 3137519 | 20 | Solar |  |  | Withdrawn | South Saint Paul | Protected Data | Protected Data | Protected Data | Commercial | Solar* Rewards | 2015 |  | n/a
Xcel Energy | 85 | 13781 | IOU | 3137520 | 20 | Solar |  |  | Withdrawn | South Saint Paul | Protected Data | Protected Data | Protected Data | Commercial | Solar* Rewards | 2015 |  | n/a
Xcel Energy | 85 | 13781 | IOU | 3137521 | 8 | Solar |  |  | Withdrawn | Bloomington | Protected Data | Protected Data | Protected Data | Residential | Made In MN | 2015 |  | n/a
Xcel Energy | 85 | 13781 | IOU | 3137522 | 5 | Solar |  |  | Withdrawn | Forest Lake | Protected Data | Protected Data | Protected Data | Residential | Solar* Rewards | 2015 |  | n/a
Xcel Energy | 85 | 13781 | IOU | 3137523 | 15 | Solar |  |  | Withdrawn | Paynesville | Protected Data | Protected Data | Protected Data | Commercial | Made In MN | 2015 |  | n/a
Xcel Energy | 85 | 13781 | IOU | 3137524 | 0 | Solar |  |  | Withdrawn | Savage | Protected Data | Protected Data | Protected Data | Residential | Solar* Rewards | 2015 |  | n/a
Xcel Energy | 85 | 13781 | IOU | 3137525 | 12 | Solar |  |  | Withdrawn | Stacy | Protected Data | Protected Data | Protected Data | Residential | Solar* Rewards | 2015 |  | n/a
Xcel Energy | 85 | 13781 | IOU | 3137526 | 14 | Solar |  |  | Withdrawn | Lake City | Protected Data | Protected Data | Protected Data | Residential | Solar* Rewards | 2015 |  | n/a
Xcel Energy | 85 | 13781 | IOU | 3137527 | 20 | Solar |  |  | Withdrawn | Saint Cloud | Protected Data | Protected Data | Protected Data | Commercial | Made In MN | 2015 |  | n/a
Xcel Energy | 85 | 13781 | IOU | 3137528 | 1 | Solar |  |  | Withdrawn | Savage | Protected Data | Protected Data | Protected Data | Residential | Solar* Rewards | 2015 |  | n/a
Xcel Energy | 85 | 13781 | IOU | 3137529 | 20 | Solar |  |  | Withdrawn | Minneapolis | Protected Data | Protected Data | Protected Data | Commercial | Solar* Rewards | 2015 |  | n/a
Xcel Energy | 85 | 13781 | IOU | 3137530 | 20 | Solar |  |  | Withdrawn | Saint Paul | Protected Data | Protected Data | Protected Data | Commercial | Solar* Rewards | 2015 |  | n/a
Xcel Energy | 85 | 13781 | IOU | 3137531 | 0 | Solar |  |  | Withdrawn | Savage | Protected Data | Protected Data | Protected Data | Residential | Solar* Rewards | 2015 |  | n/a
Xcel Energy | 85 | 13781 | IOU | 3137532 | 10 | Solar |  |  | Withdrawn | Wabasha | Protected Data | Protected Data | Protected Data | Residential | Made In MN | 2015 |  | n/a
Xcel Energy | 85 | 13781 | IOU | 3137533 | 40 | Solar |  |  | Withdrawn | Carver | Protected Data | Protected Data | Protected Data | Residential | Solar* Rewards | 2015 |  | n/a
Xcel Energy | 85 | 13781 | IOU | 3137534 | 7 | Solar |  |  | Withdrawn | Carver | Protected Data | Protected Data | Protected Data | Residential | Solar* Rewards | 2015 |  | n/a
Xcel Energy | 85 | 13781 | IOU | 3137535 | 6 | Solar |  |  | Withdrawn | Byron | Protected Data | Protected Data | Protected Data | Commercial | Solar* Rewards | 2015 |  | n/a
Xcel Energy | 85 | 13781 | IOU | 3137536 | 8 | Solar |  |  | Withdrawn | Tonka Bay | Protected Data | Protected Data | Protected Data | Residential | Solar* Rewards | 2015 |  | n/a
Xcel Energy | 85 | 13781 | IOU | 3137537 | 40 | Solar |  |  | Withdrawn | Rosemount | Protected Data | Protected Data | Protected Data | Commercial | Made In MN | 2015 |  | n/a
Xcel Energy | 85 | 13781 | IOU | 3137538 | 40 | Solar |  |  | Withdrawn | Rosemount | Protected Data | Protected Data | Protected Data | Commercial | Made In MN | 2015 |  | n/a
Xcel Energy | 85 | 13781 | IOU | 3137539 | 40 | Solar |  |  | Withdrawn | Minneapolis | Protected Data | Protected Data | Protected Data | Commercial | Made In MN | 2015 |  | n/a
Xcel Energy | 85 | 13781 | IOU | 3137540 | 4 | Solar |  |  | Withdrawn | Saint Paul | Protected Data | Protected Data | Protected Data | Residential | Solar* Rewards | 2015 |  | n/a
Xcel Energy | 85 | 13781 | IOU | 3137541 | 0 | Solar |  |  | Withdrawn | Saint Paul | Protected Data | Protected Data | Protected Data | Residential | Solar* Rewards | 2015 |  | n/a
Xcel Energy | 85 | 13781 | IOU | 3137542 | 7 | Solar |  |  | Withdrawn | Savage | Protected Data | Protected Data | Protected Data | Residential | Solar* Rewards | 2015 |  | n/a
Xcel Energy | 85 | 13781 | IOU | 3137543 | 0 | Solar |  |  | Withdrawn | Wayzata | Protected Data | Protected Data | Protected Data | Residential | Solar* Rewards | 2015 |  | n/a
Xcel Energy | 85 | 13781 | IOU | 3137544 | 8 | Solar |  |  | Withdrawn | Minneapolis | Protected Data | Protected Data | Protected Data | Residential | Solar* Rewards | 2015 |  | n/a
Xcel Energy | 85 | 13781 | IOU | 3137545 | 7 | Solar |  |  | Withdrawn | Wayzata | Protected Data | Protected Data | Protected Data | Residential | Solar* Rewards | 2015 |  | n/a
Xcel Energy | 85 | 13781 | IOU | 3137546 | 40 | Solar |  |  | Withdrawn | Brooklyn Park | Protected Data | Protected Data | Protected Data | Commercial | Made In MN | 2015 |  | n/a
Xcel Energy | 85 | 13781 | IOU | 3137547 | 0 | Solar |  |  | Withdrawn | Lindstrom | Protected Data | Protected Data | Protected Data | Residential | Solar* Rewards | 2015 |  | n/a
Xcel Energy | 85 | 13781 | IOU | 3137548 | 39 | Solar |  |  | Withdrawn | Waite Park | Protected Data | Protected Data | Protected Data | Residential | Made In MN | 2015 |  | n/a
Xcel Energy | 85 | 13781 | IOU | 3137549 | 5 | Solar |  |  | Withdrawn | Minneapolis | Protected Data | Protected Data | Protected Data | Residential | Solar* Rewards | 2015 |  | n/a
Xcel Energy | 85 | 13781 | IOU | 3137550 | 8 | Solar |  |  | Withdrawn | Rogers | Protected Data | Protected Data | Protected Data | Residential | Solar* Rewards | 2015 |  | n/a
Xcel Energy | 85 | 13781 | IOU | 3137551 | 5 | Solar |  |  | Withdrawn | Minneapolis | Protected Data | Protected Data | Protected Data | Residential | Solar* Rewards | 2015 |  | n/a
Xcel Energy | 85 | 13781 | IOU | 3137552 | 6 | Solar |  |  | Withdrawn | Shoreview | Protected Data | Protected Data | Protected Data | Residential | Solar* Rewards | 2015 |  | n/a
Xcel Energy | 85 | 13781 | IOU | 3137553 | 18 | Solar |  |  | Withdrawn | Hastings | Protected Data | Protected Data | Protected Data | Residential | Solar* Rewards | 2015 |  | n/a
Xcel Energy | 85 | 13781 | IOU | 3137554 | 7 | Solar |  |  | Withdrawn | Faribault | Protected Data | Protected Data | Protected Data | Residential | Solar* Rewards | 2015 |  | n/a
Xcel Energy | 85 | 13781 | IOU | 3137555 | 7 | Solar |  |  | Withdrawn | Lino Lakes | Protected Data | Protected Data | Protected Data | Residential | Solar* Rewards | 2015 |  | n/a
Xcel Energy | 85 | 13781 | IOU | 3137556 | 0 | Solar |  |  | Withdrawn | Mankato | Protected Data | Protected Data | Protected Data | Residential | Solar* Rewards | 2015 |  | n/a
Xcel Energy | 85 | 13781 | IOU | 3137557 | 39 | Solar |  |  | Withdrawn | Shoreview | Protected Data | Protected Data | Protected Data | Commercial | Made In MN | 2015 |  | n/a
Xcel Energy | 85 | 13781 | IOU | 3137558 | 39 | Solar |  |  | Withdrawn | Saint Paul | Protected Data | Protected Data | Protected Data | Commercial | Made In MN | 2015 |  | n/a
Xcel Energy | 85 | 13781 | IOU | 3137559 | 4 | Solar |  |  | Withdrawn | Saint Paul | Protected Data | Protected Data | Protected Data | Residential | Solar* Rewards | 2015 |  | n/a
Xcel Energy | 85 | 13781 | IOU | 3137560 | 39 | Solar |  |  | Withdrawn | New Brighton | Protected Data | Protected Data | Protected Data | Commercial | Made In MN | 2015 |  | n/a
Xcel Energy | 85 | 13781 | IOU | 3137561 | 20 | Solar |  |  | Withdrawn | Altura | Protected Data | Protected Data | Protected Data | Residential | Solar* Rewards | 2015 |  | n/a
Xcel Energy | 85 | 13781 | IOU | 3137562 | 0 | Solar |  |  | Withdrawn | Minneapolis | Protected Data | Protected Data | Protected Data | Commercial | Made In MN | 2015 |  | n/a
Xcel Energy | 85 | 13781 | IOU | 3137563 | 8 | Solar |  |  | Withdrawn | Rice | Protected Data | Protected Data | Protected Data | Residential | Solar* Rewards | 2015 |  | n/a
Xcel Energy | 85 | 13781 | IOU | 3137564 | 0 | Solar |  |  | Withdrawn | North Oaks | Protected Data | Protected Data | Protected Data | Residential | Solar* Rewards | 2015 |  | n/a
Xcel Energy | 85 | 13781 | IOU | 3137565 | 20 | Solar |  |  | Withdrawn | Minneapolis | Protected Data | Protected Data | Protected Data | Commercial | Solar* Rewards | 2015 |  | n/a
Xcel Energy | 85 | 13781 | IOU | 3137566 | 39 | Solar |  |  | Withdrawn | Saint Paul | Protected Data | Protected Data | Protected Data | Commercial | Made In MN | 2015 |  | n/a
Xcel Energy | 85 | 13781 | IOU | 3137567 | 6 | Solar |  |  | Withdrawn | Stillwater | Protected Data | Protected Data | Protected Data | Residential | Solar* Rewards | 2015 |  | n/a
Xcel Energy | 85 | 13781 | IOU | 3137568 | 9 | Solar |  |  | Withdrawn | Northfield | Protected Data | Protected Data | Protected Data | Residential | Solar* Rewards | 2015 |  | n/a
Xcel Energy | 85 | 13781 | IOU | 3137569 | 5 | Solar |  |  | Withdrawn | Wabasha | Protected Data | Protected Data | Protected Data | Residential | Solar* Rewards | 2015 |  | n/a
Xcel Energy | 85 | 13781 | IOU | 3137570 | 13 | Solar |  |  | Withdrawn | Northfield | Protected Data | Protected Data | Protected Data | Residential | Solar* Rewards | 2015 |  | n/a
Xcel Energy | 85 | 13781 | IOU | 3137571 | 20 | Solar |  |  | Withdrawn | Saint Paul | Protected Data | Protected Data | Protected Data | Commercial | Solar* Rewards | 2015 |  | n/a
Xcel Energy | 85 | 13781 | IOU | 3137572 | 6 | Solar |  |  | Withdrawn | Minneapolis | Protected Data | Protected Data | Protected Data | Residential | Solar* Rewards | 2015 |  | n/a
Xcel Energy | 85 | 13781 | IOU | 3137573 | 5 | Solar |  |  | Withdrawn | Maplewood | Protected Data | Protected Data | Protected Data | Residential | Solar* Rewards | 2015 |  | n/a
Xcel Energy | 85 | 13781 | IOU | 3137574 | 4 | Solar |  |  | Withdrawn | Saint Paul | Protected Data | Protected Data | Protected Data | Residential | Solar* Rewards | 2015 |  | n/a
Xcel Energy | 85 | 13781 | IOU | 3137575 | 8 | Solar |  |  | Withdrawn | Minneapolis | Protected Data | Protected Data | Protected Data | Residential | Solar* Rewards | 2015 |  | n/a
Xcel Energy | 85 | 13781 | IOU | 3137576 | 2 | Solar |  |  | Withdrawn | Minneapolis | Protected Data | Protected Data | Protected Data | Residential | Solar* Rewards | 2015 |  | n/a
Xcel Energy | 85 | 13781 | IOU | 3137577 | 0 | Solar |  |  | Withdrawn | Carver | Protected Data | Protected Data | Protected Data | Residential | Solar* Rewards | 2015 |  | n/a
Xcel Energy | 85 | 13781 | IOU | 3137578 | 11 | Solar |  |  | Withdrawn | Minneapolis | Protected Data | Protected Data | Protected Data | Residential | Solar* Rewards | 2015 |  | n/a
Xcel Energy | 85 | 13781 | IOU | 3137579 | 8 | Solar |  |  | Withdrawn | Saint Cloud | Protected Data | Protected Data | Protected Data | Residential | Solar* Rewards | 2015 |  | n/a
Xcel Energy | 85 | 13781 | IOU | 3137580 | 8 | Solar |  |  | Withdrawn | Minneapolis | Protected Data | Protected Data | Protected Data | Residential | Solar* Rewards | 2015 |  | n/a
Xcel Energy | 85 | 13781 | IOU | 3137581 | 8 | Solar |  |  | Withdrawn | Northfield | Protected Data | Protected Data | Protected Data | Residential | Solar* Rewards | 2015 |  | n/a
Xcel Energy | 85 | 13781 | IOU | 3137582 | 8 | Solar |  |  | Withdrawn | Northfield | Protected Data | Protected Data | Protected Data | Residential | Solar* Rewards | 2015 |  | n/a
Xcel Energy | 85 | 13781 | IOU | 3137583 | 5 | Solar |  |  | Withdrawn | Mendota Heights | Protected Data | Protected Data | Protected Data | Residential | Solar* Rewards | 2015 |  | n/a
Xcel Energy | 85 | 13781 | IOU | 3137584 | 3 | Solar |  |  | Withdrawn | Saint Paul | Protected Data | Protected Data | Protected Data | Residential | Solar* Rewards | 2015 |  | n/a
Xcel Energy | 85 | 13781 | IOU | 3137585 | 8 | Solar |  |  | Withdrawn | Northfield | Protected Data | Protected Data | Protected Data | Residential | Solar* Rewards | 2016 |  | n/a
Xcel Energy | 85 | 13781 | IOU | 3137586 | 39 | Solar |  |  | Withdrawn | Arden Hills | Protected Data | Protected Data | Protected Data | Commercial | Made In MN | 2016 |  | n/a
Xcel Energy | 85 | 13781 | IOU | 3137587 | 4 | Solar |  |  | Withdrawn | Saint Paul | Protected Data | Protected Data | Protected Data | Residential | Solar* Rewards | 2016 |  | n/a
Xcel Energy | 85 | 13781 | IOU | 3137588 | 5 | Solar |  |  | Withdrawn | Saint Paul | Protected Data | Protected Data | Protected Data | Residential | Solar* Rewards | 2016 |  | n/a
Xcel Energy | 85 | 13781 | IOU | 3137589 | 8 | Solar |  |  | Withdrawn | Oakdale | Protected Data | Protected Data | Protected Data | Residential | Solar* Rewards | 2016 |  | n/a
Xcel Energy | 85 | 13781 | IOU | 3137590 | 7 | Solar |  |  | Withdrawn | Lindstrom | Protected Data | Protected Data | Protected Data | Residential | Solar* Rewards | 2016 |  | n/a
Xcel Energy | 85 | 13781 | IOU | 3137591 | 7 | Solar |  |  | Withdrawn | Woodbury | Protected Data | Protected Data | Protected Data | Residential | Solar* Rewards | 2016 |  | n/a
Xcel Energy | 85 | 13781 | IOU | 3137592 | 2 | Solar |  |  | Withdrawn | Stillwater | Protected Data | Protected Data | Protected Data | Residential | Solar* Rewards | 2016 |  | n/a
Xcel Energy | 85 | 13781 | IOU | 3137593 | 9 | Solar |  |  | Withdrawn | Saint Paul | Protected Data | Protected Data | Protected Data | Residential | Solar* Rewards | 2016 |  | n/a
Xcel Energy | 85 | 13781 | IOU | 3137594 | 0 | Solar |  |  | Withdrawn | Minneapolis | Protected Data | Protected Data | Protected Data | Residential | Solar* Rewards | 2016 |  | n/a
Xcel Energy | 85 | 13781 | IOU | 3137595 | 14 | Solar |  |  | Withdrawn | Maple Grove | Protected Data | Protected Data | Protected Data | Residential | Solar* Rewards | 2016 |  | n/a
Xcel Energy | 85 | 13781 | IOU | 3137596 | 10 | Solar |  |  | Withdrawn | Woodbury | Protected Data | Protected Data | Protected Data | Residential | Solar* Rewards | 2016 |  | n/a
Xcel Energy | 85 | 13781 | IOU | 3137597 | 4 | Solar |  |  | Withdrawn | Minneapolis | Protected Data | Protected Data | Protected Data | Residential | Solar* Rewards | 2016 |  | n/a
Xcel Energy | 85 | 13781 | IOU | 3137598 | 20 | Solar |  |  | Withdrawn | Mankato | Protected Data | Protected Data | Protected Data | Commercial | Solar* Rewards | 2016 |  | n/a
Xcel Energy | 85 | 13781 | IOU | 3137599 | 4 | Solar |  |  | Withdrawn | Minneapolis | Protected Data | Protected Data | Protected Data | Residential | Solar* Rewards | 2016 |  | n/a
Xcel Energy | 85 | 13781 | IOU | 3137600 | 7 | Solar |  |  | Withdrawn | Madison Lake | Protected Data | Protected Data | Protected Data | Residential | Solar* Rewards | 2016 |  | n/a
Xcel Energy | 85 | 13781 | IOU | 3137601 | 0 | Solar |  |  | Withdrawn | Saint Louis Park | Protected Data | Protected Data | Protected Data | Residential | Solar* Rewards | 2016 |  | n/a
Xcel Energy | 85 | 13781 | IOU | 3137602 | 6 | Solar |  |  | Withdrawn | Minneapolis | Protected Data | Protected Data | Protected Data | Residential | Solar* Rewards | 2016 |  | n/a
Xcel Energy | 85 | 13781 | IOU | 3137603 | 10 | Solar |  |  | Withdrawn | Golden Valley | Protected Data | Protected Data | Protected Data | Residential | Solar* Rewards | 2016 |  | n/a
Xcel Energy | 85 | 13781 | IOU | 3137604 | 4 | Solar |  |  | Withdrawn | Saint Paul | Protected Data | Protected Data | Protected Data | Residential | Solar* Rewards | 2016 |  | n/a
Xcel Energy | 85 | 13781 | IOU | 3137605 | 10 | Solar |  |  | Withdrawn | Mendota Heights | Protected Data | Protected Data | Protected Data | Residential | Solar* Rewards | 2016 |  | n/a
Xcel Energy | 85 | 13781 | IOU | 3137606 | 3 | Solar |  |  | Withdrawn | Glenwood | Protected Data | Protected Data | Protected Data | Residential | Solar* Rewards | 2016 |  | n/a
Xcel Energy | 85 | 13781 | IOU | 3137607 | 6 | Solar |  |  | Withdrawn | Maple Grove | Protected Data | Protected Data | Protected Data | Residential | Solar* Rewards | 2016 |  | n/a
Xcel Energy | 85 | 13781 | IOU | 3137608 | 0 | Solar |  |  | Withdrawn | Eden Prairie | Protected Data | Protected Data | Protected Data | Commercial | Solar* Rewards | 2016 |  | n/a
Xcel Energy | 85 | 13781 | IOU | 3137609 | 0 | Solar |  |  | Withdrawn | Saint Paul | Protected Data | Protected Data | Protected Data | Residential | Solar* Rewards | 2016 |  | n/a
Xcel Energy | 85 | 13781 | IOU | 3137610 | 39 | Solar |  |  | Withdrawn | Minneapolis | Protected Data | Protected Data | Protected Data | Commercial | Made In MN | 2016 |  | n/a
Xcel Energy | 85 | 13781 | IOU | 3137611 | 0 | Solar |  |  | Withdrawn | Minneapolis | Protected Data | Protected Data | Protected Data | Residential | Solar* Rewards | 2016 |  | n/a
Xcel Energy | 85 | 13781 | IOU | 3137612 | 1 | Solar |  |  | Withdrawn | Saint Paul | Protected Data | Protected Data | Protected Data | Residential | Solar* Rewards | 2016 |  | n/a
Xcel Energy | 85 | 13781 | IOU | 3137613 | 0 | Solar |  |  | Withdrawn | Minneapolis | Protected Data | Protected Data | Protected Data | Residential | Solar* Rewards | 2016 |  | n/a
Xcel Energy | 85 | 13781 | IOU | 3137614 | 10 | Solar |  |  | Withdrawn | Dellwood | Protected Data | Protected Data | Protected Data | Residential | Solar* Rewards | 2016 |  | n/a
Xcel Energy | 85 | 13781 | IOU | 3137615 | 20 | Solar |  |  | Withdrawn | Afton | Protected Data | Protected Data | Protected Data | Residential | Solar* Rewards | 2016 |  | n/a
Xcel Energy | 85 | 13781 | IOU | 3137616 | 9 | Solar |  |  | Withdrawn | Spring Lake Park | Protected Data | Protected Data | Protected Data | Residential | Solar* Rewards | 2016 |  | n/a
Xcel Energy | 85 | 13781 | IOU | 3137617 | 7 | Solar |  |  | Withdrawn | Fridley | Protected Data | Protected Data | Protected Data | Residential | Solar* Rewards | 2016 |  | n/a
Xcel Energy | 85 | 13781 | IOU | 3137618 | 5 | Solar |  |  | Withdrawn | Minneapolis | Protected Data | Protected Data | Protected Data | Residential | Solar* Rewards | 2016 |  | n/a
Xcel Energy | 85 | 13781 | IOU | 3137619 | 3 | Solar |  |  | Withdrawn | Saint Paul | Protected Data | Protected Data | Protected Data | Residential | Solar* Rewards | 2016 |  | n/a
Xcel Energy | 85 | 13781 | IOU | 3137620 | 5 | Solar |  |  | Withdrawn | Saint Paul | Protected Data | Protected Data | Protected Data | Residential | Solar* Rewards | 2016 |  | n/a
Xcel Energy | 85 | 13781 | IOU | 3137621 | 5 | Solar |  |  | Withdrawn | Minneapolis | Protected Data | Protected Data | Protected Data | Residential | Solar* Rewards | 2016 |  | n/a
Xcel Energy | 85 | 13781 | IOU | 3137622 | 35 | Solar |  |  | Withdrawn | Minneapolis | Protected Data | Protected Data | Protected Data | Commercial | Made In MN | 2016 |  | n/a
Xcel Energy | 85 | 13781 | IOU | 3137623 | 7 | Solar |  |  | Withdrawn | Hopkins | Protected Data | Protected Data | Protected Data | Residential | Solar* Rewards | 2016 |  | n/a
Xcel Energy | 85 | 13781 | IOU | 3137624 | 10 | Solar |  |  | Withdrawn | Plymouth | Protected Data | Protected Data | Protected Data | Residential | Made In MN | 2016 |  | n/a
Xcel Energy | 85 | 13781 | IOU | 3137625 | 39 | Solar |  |  | Withdrawn | Minneapolis | Protected Data | Protected Data | Protected Data | Commercial | Made In MN | 2016 |  | n/a
Xcel Energy | 85 | 13781 | IOU | 3137626 | 7 | Solar |  |  | Withdrawn | Minneapolis | Protected Data | Protected Data | Protected Data | Residential | Solar* Rewards | 2016 |  | n/a
Xcel Energy | 85 | 13781 | IOU | 3137627 | 0 | Solar |  |  | Withdrawn | Richfield | Protected Data | Protected Data | Protected Data | Residential | Solar* Rewards | 2016 |  | n/a
Xcel Energy | 85 | 13781 | IOU | 3137628 | 7 | Solar |  |  | Withdrawn | Plymouth | Protected Data | Protected Data | Protected Data | Residential | Made In MN | 2016 |  | n/a
Xcel Energy | 85 | 13781 | IOU | 3137629 | 0 | Solar |  |  | Withdrawn | Saint Paul | Protected Data | Protected Data | Protected Data | Residential | Made In MN | 2016 |  | n/a
Xcel Energy | 85 | 13781 | IOU | 3137630 | 40 | Solar |  |  | Withdrawn | Minneapolis | Protected Data | Protected Data | Protected Data | Commercial | Made In MN | 2016 |  | n/a
Xcel Energy | 85 | 13781 | IOU | 3137631 | 7 | Solar |  |  | Withdrawn | Saint Cloud | Protected Data | Protected Data | Protected Data | Residential | Made In MN | 2016 |  | n/a
Xcel Energy | 85 | 13781 | IOU | 3137632 | 10 | Solar |  |  | Withdrawn | Chisago City | Protected Data | Protected Data | Protected Data | Residential | Made In MN | 2016 |  | n/a
Xcel Energy | 85 | 13781 | IOU | 3137633 | 4 | Solar |  |  | Withdrawn | White Bear Lake | Protected Data | Protected Data | Protected Data | Residential | Made In MN | 2016 |  | n/a
Xcel Energy | 85 | 13781 | IOU | 3137634 | 0 | Solar |  |  | Withdrawn | Byron | Protected Data | Protected Data | Protected Data | Residential | Solar* Rewards | 2016 |  | n/a
Xcel Energy | 85 | 13781 | IOU | 3137635 | 0 | Solar |  |  | Withdrawn | Byron | Protected Data | Protected Data | Protected Data | Residential | Solar* Rewards | 2016 |  | n/a
Xcel Energy | 85 | 13781 | IOU | 3137636 | 0 | Solar |  |  | Withdrawn | Maplewood | Protected Data | Protected Data | Protected Data | Residential | Solar* Rewards | 2016 |  | n/a
Xcel Energy | 85 | 13781 | IOU | 3137637 | 3 | Solar |  |  | Withdrawn | Minneapolis | Protected Data | Protected Data | Protected Data | Residential | Made In MN | 2016 |  | n/a
Xcel Energy | 85 | 13781 | IOU | 3137638 | 9 | Solar |  |  | Withdrawn | Northfield | Protected Data | Protected Data | Protected Data | Residential | Made In MN | 2016 |  | n/a
Xcel Energy | 85 | 13781 | IOU | 3137639 | 9 | Solar |  |  | Withdrawn | Eden Prairie | Protected Data | Protected Data | Protected Data | Residential | Solar* Rewards | 2016 |  | n/a
Xcel Energy | 85 | 13781 | IOU | 3137640 | 0 | Solar |  |  | Withdrawn | Saint Paul | Protected Data | Protected Data | Protected Data | Commercial | Made In MN | 2016 |  | n/a
Xcel Energy | 85 | 13781 | IOU | 3137641 | 0 | Solar |  |  | Withdrawn | Arden Hills | Protected Data | Protected Data | Protected Data | Residential | Made In MN | 2016 |  | n/a
Xcel Energy | 85 | 13781 | IOU | 3137642 | 0 | Solar |  |  | Withdrawn | Arden Hills | Protected Data | Protected Data | Protected Data | Residential | Made In MN | 2016 |  | n/a
Xcel Energy | 85 | 13781 | IOU | 3137643 | 10 | Solar |  |  | Withdrawn | Dellwood | Protected Data | Protected Data | Protected Data | Residential | Made In MN | 2016 |  | n/a
Xcel Energy | 85 | 13781 | IOU | 3137644 | 13 | Solar |  |  | Withdrawn | Zumbrota | Protected Data | Protected Data | Protected Data | Residential | Solar* Rewards | 2016 |  | n/a
Xcel Energy | 85 | 13781 | IOU | 3137645 | 10 | Solar |  |  | Withdrawn | Shoreview | Protected Data | Protected Data | Protected Data | Residential | Made In MN | 2016 |  | n/a
Xcel Energy | 85 | 13781 | IOU | 3137646 | 8 | Solar |  |  | Withdrawn | Saint Louis Park | Protected Data | Protected Data | Protected Data | Residential | Made In MN | 2016 |  | n/a
Xcel Energy | 85 | 13781 | IOU | 3137647 | 0 | Solar |  |  | Withdrawn | Waconia | Protected Data | Protected Data | Protected Data | Residential | Solar* Rewards | 2016 |  | n/a
Xcel Energy | 85 | 13781 | IOU | 3137648 | 20 | Solar |  |  | Withdrawn | Mapleton | Protected Data | Protected Data | Protected Data | Commercial | Solar* Rewards | 2016 |  | n/a
Xcel Energy | 85 | 13781 | IOU | 3137649 | 0 | Solar |  |  | Withdrawn | Waconia | Protected Data | Protected Data | Protected Data | Residential | Solar* Rewards | 2016 |  | n/a
Xcel Energy | 85 | 13781 | IOU | 3137650 | 0 | Solar |  |  | Withdrawn | Waconia | Protected Data | Protected Data | Protected Data | Residential | Solar* Rewards | 2016 |  | n/a
Xcel Energy | 85 | 13781 | IOU | 3137651 | 10 | Solar |  |  | Withdrawn | Edina | Protected Data | Protected Data | Protected Data | Residential | Made In MN | 2016 |  | n/a
Xcel Energy | 85 | 13781 | IOU | 3137652 | 40 | Solar |  |  | Withdrawn | Minneapolis | Protected Data | Protected Data | Protected Data | Commercial | Made In MN | 2016 |  | n/a
Xcel Energy | 85 | 13781 | IOU | 3137653 | 11 | Solar |  |  | Withdrawn | Woodbury | Protected Data | Protected Data | Protected Data | Residential | Solar* Rewards | 2016 |  | n/a
Xcel Energy | 85 | 13781 | IOU | 3137654 | 39 | Solar |  |  | Withdrawn | Saint Paul | Protected Data | Protected Data | Protected Data | Commercial | Made In MN | 2016 |  | n/a
Xcel Energy | 85 | 13781 | IOU | 3137655 | 0 | Solar |  |  | Withdrawn | Sauk Rapids | Protected Data | Protected Data | Protected Data | Residential | Made In MN | 2016 |  | n/a
Xcel Energy | 85 | 13781 | IOU | 3137656 | 10 | Solar |  |  | Withdrawn | Arden Hills | Protected Data | Protected Data | Protected Data | Residential | Solar* Rewards | 2016 |  | n/a
Xcel Energy | 85 | 13781 | IOU | 3137657 | 20 | Solar |  |  | Withdrawn | Saint Louis Park | Protected Data | Protected Data | Protected Data | Commercial | Solar* Rewards | 2016 |  | n/a
Xcel Energy | 85 | 13781 | IOU | 3137658 | 0 | Solar |  |  | Withdrawn | Woodbury | Protected Data | Protected Data | Protected Data | Residential | Solar* Rewards | 2016 |  | n/a
Xcel Energy | 85 | 13781 | IOU | 3137659 | 7 | Solar |  |  | Withdrawn | Wabasha | Protected Data | Protected Data | Protected Data | Residential | Solar* Rewards | 2016 |  | n/a
Xcel Energy | 85 | 13781 | IOU | 3137660 | 9 | Solar |  |  | Withdrawn | Red Wing | Protected Data | Protected Data | Protected Data | Residential | Solar* Rewards | 2016 |  | n/a
Xcel Energy | 85 | 13781 | IOU | 3137661 | 2 | Solar |  |  | Withdrawn | Saint Paul | Protected Data | Protected Data | Protected Data | Residential | Solar* Rewards | 2016 |  | n/a
Xcel Energy | 85 | 13781 | IOU | 3137662 | 0 | Solar |  |  | Withdrawn | Columbia Heights | Protected Data | Protected Data | Protected Data | Commercial | Solar* Rewards | 2016 |  | n/a
Xcel Energy | 85 | 13781 | IOU | 3137663 | 10 | Solar |  |  | Withdrawn | Wabasha | Protected Data | Protected Data | Protected Data | Residential | Made In MN | 2016 |  | n/a
Xcel Energy | 85 | 13781 | IOU | 3137664 | 5 | Solar |  |  | Withdrawn | Minneapolis | Protected Data | Protected Data | Protected Data | Residential | Solar* Rewards | 2016 |  | n/a
Xcel Energy | 85 | 13781 | IOU | 3137665 | 6 | Solar |  |  | Withdrawn | Minneapolis | Protected Data | Protected Data | Protected Data | Residential | Solar* Rewards | 2016 |  | n/a
Xcel Energy | 85 | 13781 | IOU | 3137666 | 7 | Solar |  |  | Withdrawn | Edina | Protected Data | Protected Data | Protected Data | Residential | Solar* Rewards | 2016 |  | n/a
Xcel Energy | 85 | 13781 | IOU | 3137667 | 6 | Solar |  |  | Withdrawn | Shoreview | Protected Data | Protected Data | Protected Data | Residential | Solar* Rewards | 2016 |  | n/a
Xcel Energy | 85 | 13781 | IOU | 3137668 | 3 | Solar |  |  | Withdrawn | Minneapolis | Protected Data | Protected Data | Protected Data | Residential | Solar* Rewards | 2016 |  | n/a
Xcel Energy | 85 | 13781 | IOU | 3137669 | 12 | Solar |  |  | Withdrawn | Lakeville | Protected Data | Protected Data | Protected Data | Residential | Solar* Rewards | 2016 |  | n/a
Xcel Energy | 85 | 13781 | IOU | 3137670 | 3 | Solar |  |  | Withdrawn | Minneapolis | Protected Data | Protected Data | Protected Data | Residential | Solar* Rewards | 2016 |  | n/a
Xcel Energy | 85 | 13781 | IOU | 3137671 | 0 | Solar |  |  | Withdrawn | Arden Hills | Protected Data | Protected Data | Protected Data | Residential | Solar* Rewards | 2016 |  | n/a
Xcel Energy | 85 | 13781 | IOU | 3137672 | 9 | Solar |  |  | Withdrawn | Minneapolis | Protected Data | Protected Data | Protected Data | Commercial | Solar* Rewards | 2016 |  | n/a
Xcel Energy | 85 | 13781 | IOU | 3137673 | 0 | Solar |  |  | Withdrawn | Minneapolis | Protected Data | Protected Data | Protected Data | Residential | Solar* Rewards | 2016 |  | n/a
Xcel Energy | 85 | 13781 | IOU | 3137674 | 0 | Solar |  |  | Withdrawn | Minneapolis | Protected Data | Protected Data | Protected Data | Residential | Solar* Rewards | 2016 |  | n/a
Xcel Energy | 85 | 13781 | IOU | 3137675 | 0 | Solar |  |  | Withdrawn | Golden Valley | Protected Data | Protected Data | Protected Data | Residential | Solar* Rewards | 2016 |  | n/a
Xcel Energy | 85 | 13781 | IOU | 3137676 | 20 | Solar |  |  | Withdrawn | Red Wing | Protected Data | Protected Data | Protected Data | Commercial | Solar* Rewards | 2016 |  | n/a
Xcel Energy | 85 | 13781 | IOU | 3137677 | 0 | Solar |  |  | Withdrawn | Inver Grove Heights | Protected Data | Protected Data | Protected Data | Residential | Solar* Rewards | 2016 |  | n/a
Xcel Energy | 85 | 13781 | IOU | 3137678 | 10 | Solar |  |  | Withdrawn | North Branch | Protected Data | Protected Data | Protected Data | Residential | Made In MN | 2016 |  | n/a
Xcel Energy | 85 | 13781 | IOU | 3137679 | 5 | Solar |  |  | Withdrawn | Saint Paul | Protected Data | Protected Data | Protected Data | Residential | Made In MN | 2016 |  | n/a
Xcel Energy | 85 | 13781 | IOU | 3137680 | 0 | Solar |  |  | Withdrawn | Minneapolis | Protected Data | Protected Data | Protected Data | Residential | Solar* Rewards | 2016 |  | n/a
Xcel Energy | 85 | 13781 | IOU | 3137681 | 10 | Solar |  |  | Withdrawn | Woodbury | Protected Data | Protected Data | Protected Data | Residential | Made In MN | 2016 |  | n/a
Xcel Energy | 85 | 13781 | IOU | 3137682 | 14 | Solar |  |  | Withdrawn | Faribault | Protected Data | Protected Data | Protected Data | Commercial | Solar* Rewards | 2016 |  | n/a
Xcel Energy | 85 | 13781 | IOU | 3137683 | 20 | Solar |  |  | Withdrawn | Afton | Protected Data | Protected Data | Protected Data | Residential | Solar* Rewards | 2016 |  | n/a
Xcel Energy | 85 | 13781 | IOU | 3137684 | 15 | Solar |  |  | Withdrawn | Saint Cloud | Protected Data | Protected Data | Protected Data | Residential | Solar* Rewards | 2016 |  | n/a
Xcel Energy | 85 | 13781 | IOU | 3137685 | 5 | Solar |  |  | Withdrawn | Minneapolis | Protected Data | Protected Data | Protected Data | Residential | Solar* Rewards | 2016 |  | n/a
Xcel Energy | 85 | 13781 | IOU | 3137686 | 10 | Solar |  |  | Withdrawn | Wabasha | Protected Data | Protected Data | Protected Data | Residential | Made In MN | 2016 |  | n/a
Xcel Energy | 85 | 13781 | IOU | 3137687 | 9 | Solar |  |  | Withdrawn | Kellogg | Protected Data | Protected Data | Protected Data | Residential | Made In MN | 2016 |  | n/a
Xcel Energy | 85 | 13781 | IOU | 3137688 | 3 | Solar |  |  | Withdrawn | Minneapolis | Protected Data | Protected Data | Protected Data | Residential | Solar* Rewards | 2016 |  | n/a
Xcel Energy | 85 | 13781 | IOU | 3137689 | 10 | Solar |  |  | Withdrawn | Saint Michael | Protected Data | Protected Data | Protected Data | Residential | Solar* Rewards | 2016 |  | n/a
Xcel Energy | 85 | 13781 | IOU | 3137690 | 0 | Solar |  |  | Withdrawn | Minneapolis | Protected Data | Protected Data | Protected Data | Commercial | Solar* Rewards | 2016 |  | n/a
Xcel Energy | 85 | 13781 | IOU | 3137691 | 5 | Solar |  |  | Withdrawn | Minneapolis | Protected Data | Protected Data | Protected Data | Residential | Solar* Rewards | 2016 |  | n/a
Xcel Energy | 85 | 13781 | IOU | 3137692 | 13 | Solar |  |  | Withdrawn | Oakdale | Protected Data | Protected Data | Protected Data | Residential | Solar* Rewards | 2016 |  | n/a
Xcel Energy | 85 | 13781 | IOU | 3137693 | 7 | Solar |  |  | Withdrawn | Arden Hills | Protected Data | Protected Data | Protected Data | Residential | Made In MN | 2016 |  | n/a
Xcel Energy | 85 | 13781 | IOU | 3137694 | 40 | Solar |  |  | Withdrawn | Minneapolis | Protected Data | Protected Data | Protected Data | Commercial | Made In MN | 2016 |  | n/a
Xcel Energy | 85 | 13781 | IOU | 3137695 | 40 | Solar |  |  | Withdrawn | Saint Cloud | Protected Data | Protected Data | Protected Data | Commercial | Made In MN | 2016 |  | n/a
Xcel Energy | 85 | 13781 | IOU | 3137696 | 26 | Solar |  |  | Withdrawn | New London | Protected Data | Protected Data | Protected Data | Commercial | Made In MN | 2016 |  | n/a
Xcel Energy | 85 | 13781 | IOU | 3137697 | 6 | Solar |  |  | Withdrawn | Woodbury | Protected Data | Protected Data | Protected Data | Residential | Made In MN | 2016 |  | n/a
Xcel Energy | 85 | 13781 | IOU | 3139081 | 0 | Solar |  |  | Withdrawn | Excelsior | Protected Data | Protected Data | Protected Data | Residential | Solar* Rewards | 2019 |  | n/a
Xcel Energy | 85 | 13781 | IOU | 3139137 | 27 | Solar |  |  | Withdrawn | Waterville | Protected Data | Protected Data | Protected Data | Commercial | Solar* Rewards | 2019 |  | n/a
Xcel Energy | 85 | 13781 | IOU | 3139171 | 0 | Solar |  |  | Withdrawn | Bloomington | Protected Data | Protected Data | Protected Data | Residential | Solar* Rewards | 2019 |  | n/a
Xcel Energy | 85 | 13781 | IOU | 3139541 | 0 | Solar |  |  | Withdrawn | White Bear Lake | Protected Data | Protected Data | Protected Data | Residential | Solar* Rewards | 2019 |  | n/a
Xcel Energy | 85 | 13781 | IOU | 3139550 | 14 | Solar |  |  | Withdrawn | Mendota Heights | Protected Data | Protected Data | Protected Data | Residential | Solar* Rewards | 2019 |  | n/a
Xcel Energy | 85 | 13781 | IOU | 3139598 | 4 | Solar |  |  | Withdrawn | Saint Paul | Protected Data | Protected Data | Protected Data | Residential | Solar* Rewards | 2019 |  | n/a
Xcel Energy | 85 | 13781 | IOU | 3140261 | 4 | Solar |  |  | Withdrawn | Minneapolis | Protected Data | Protected Data | Protected Data | Residential | Solar* Rewards | 2019 |  | n/a
Xcel Energy | 85 | 13781 | IOU | 3140322 | 3 | Solar |  |  | Withdrawn | Minneapolis | Protected Data | Protected Data | Protected Data | Commercial | Solar* Rewards | 2019 |  | n/a
Xcel Energy | 85 | 13781 | IOU | 3140428 | 6 | Solar |  |  | Withdrawn | Eden Prairie | Protected Data | Protected Data | Protected Data | Residential | Solar* Rewards | 2019 |  | n/a
Xcel Energy | 85 | 13781 | IOU | 3140524 | 8 | Solar |  |  | Withdrawn | Spring Lake Park | Protected Data | Protected Data | Protected Data | Commercial | Solar* Rewards | 2019 |  | n/a
Xcel Energy | 85 | 13781 | IOU | 3140527 | 0 | Solar |  |  | Withdrawn | Minneapolis | Protected Data | Protected Data | Protected Data | Residential | Solar* Rewards | 2019 |  | n/a
Xcel Energy | 85 | 13781 | IOU | 3140604 | 0 | Solar |  |  | Withdrawn | Afton | Protected Data | Protected Data | Protected Data | Residential | Solar* Rewards | 2019 |  | n/a
Xcel Energy | 85 | 13781 | IOU | 3140857 | 4 | Solar |  |  | Withdrawn | Zumbrota | Protected Data | Protected Data | Protected Data | Residential | Solar* Rewards | 2019 |  | n/a
Xcel Energy | 85 | 13781 | IOU | 3140932 | 15 | Solar |  |  | Withdrawn | Hastings | Protected Data | Protected Data | Protected Data | Residential | Solar* Rewards | 2019 |  | n/a
Xcel Energy | 85 | 13781 | IOU | 3140963 | 6 | Solar |  |  | Withdrawn | Hugo | Protected Data | Protected Data | Protected Data | Residential | Solar* Rewards | 2019 |  | n/a
Xcel Energy | 85 | 13781 | IOU | 3140969 | 12 | Solar |  |  | Withdrawn | White Bear Lake | Protected Data | Protected Data | Protected Data | Residential | Solar* Rewards | 2019 |  | n/a
Xcel Energy | 85 | 13781 | IOU | 3140977 | 19 | Solar |  |  | Withdrawn | Roseville | Protected Data | Protected Data | Protected Data | Residential | Solar* Rewards | 2019 |  | n/a
Xcel Energy | 85 | 13781 | IOU | 3141011 | 12 | Solar |  |  | Withdrawn | Hastings | Protected Data | Protected Data | Protected Data | Residential | Solar* Rewards | 2019 |  | n/a
Xcel Energy | 85 | 13781 | IOU | 3141074 | 0 | Solar |  |  | Withdrawn | Lakeville | Protected Data | Protected Data | Protected Data | Residential | Solar* Rewards | 2019 |  | n/a
Xcel Energy | 85 | 13781 | IOU | 3141198 | 9 | Solar |  |  | Withdrawn | Marine On Saint Croix | Protected Data | Protected Data | Protected Data | Residential | Solar* Rewards | 2019 |  | n/a
Xcel Energy | 85 | 13781 | IOU | 3141229 | 5 | Solar |  |  | Withdrawn | Minneapolis | Protected Data | Protected Data | Protected Data | Residential | Solar* Rewards | 2019 |  | n/a
Xcel Energy | 85 | 13781 | IOU | 3141234 | 0 | Solar |  |  | Withdrawn | Hector | Protected Data | Protected Data | Protected Data | Residential | Solar* Rewards | 2019 |  | n/a
Xcel Energy | 85 | 13781 | IOU | 3141235 | 13 | Solar |  |  | Withdrawn | Hector | Protected Data | Protected Data | Protected Data | Residential | Solar* Rewards | 2019 |  | n/a
Xcel Energy | 85 | 13781 | IOU | 3141251 | 0 | Solar |  |  | Withdrawn | Arden Hills | Protected Data | Protected Data | Protected Data | Residential | Solar* Rewards | 2019 |  | n/a
Xcel Energy | 85 | 13781 | IOU | 3141252 | 6 | Solar |  |  | Withdrawn | Hector | Protected Data | Protected Data | Protected Data | Commercial | Solar* Rewards | 2019 |  | n/a
Xcel Energy | 85 | 13781 | IOU | 3141271 | 6 | Solar |  |  | Withdrawn | Hector | Protected Data | Protected Data | Protected Data | Commercial | Solar* Rewards | 2019 |  | n/a
Xcel Energy | 85 | 13781 | IOU | 3141880 | 5 | Solar |  |  | Withdrawn | Minneapolis | Protected Data | Protected Data | Protected Data | Residential | Solar* Rewards | 2019 |  | n/a
Xcel Energy | 85 | 13781 | IOU | 3141905 | 6 | Solar |  |  | Withdrawn | Minneapolis | Protected Data | Protected Data | Protected Data | Residential | Solar* Rewards | 2019 |  | n/a
Xcel Energy | 85 | 13781 | IOU | 3142027 | 7 | Solar |  |  | Withdrawn | Northfield | Protected Data | Protected Data | Protected Data | Residential | Solar* Rewards | 2019 |  | n/a
Xcel Energy | 85 | 13781 | IOU | 3142057 | 7 | Solar |  |  | Withdrawn | Marine On Saint Croix | Protected Data | Protected Data | Protected Data | Residential | Solar* Rewards | 2019 |  | n/a
Xcel Energy | 85 | 13781 | IOU | 3142455 | 13 | Solar |  |  | Withdrawn | Woodbury | Protected Data | Protected Data | Protected Data | Residential | Solar* Rewards | 2019 |  | n/a
Xcel Energy | 85 | 13781 | IOU | 3143042 | 0 | Solar |  |  | Withdrawn | Mounds View | Protected Data | Protected Data | Protected Data | Residential | Solar* Rewards | 2019 |  | n/a
Xcel Energy | 85 | 13781 | IOU | 3143056 | 5 | Solar |  |  | Withdrawn | Mounds View | Protected Data | Protected Data | Protected Data | Residential | Solar* Rewards | 2019 |  | n/a
Xcel Energy | 85 | 13781 | IOU | 3143262 | 5 | Solar |  |  | Withdrawn | Saint Cloud | Protected Data | Protected Data | Protected Data | Residential | Solar* Rewards | 2019 |  | n/a
Xcel Energy | 85 | 13781 | IOU | 3143451 | 40 | Solar |  |  | Withdrawn | Saint Paul | Protected Data | Protected Data | Protected Data | Commercial | Solar* Rewards | 2019 |  | n/a
Xcel Energy | 85 | 13781 | IOU | 3143615 | 47 | Solar |  |  | Withdrawn | New Richland | Protected Data | Protected Data | Protected Data | Commercial | Solar* Rewards | 2019 |  | n/a
Xcel Energy | 85 | 13781 | IOU | 3146233 | 42 | Solar |  |  | Withdrawn | Winona | Protected Data | Protected Data | Protected Data | Commercial | Solar* Rewards | 2019 |  | n/a
Xcel Energy | 85 | 13781 | IOU | 3148366 | 2 | Solar |  |  | Withdrawn | Minneapolis | Protected Data | Protected Data | Protected Data | Residential | Solar* Rewards | 2019 |  | n/a
Xcel Energy | 85 | 13781 | IOU | 3148513 | 4 | Solar |  |  | Withdrawn | Minneapolis | Protected Data | Protected Data | Protected Data | Residential | Solar* Rewards | 2019 |  | n/a
Xcel Energy | 85 | 13781 | IOU | 3149091 | 5 | Solar |  |  | Withdrawn | Scandia | Protected Data | Protected Data | Protected Data | Residential | Solar* Rewards | 2019 |  | n/a
Xcel Energy | 85 | 13781 | IOU | 3149194 | 5 | Solar |  |  | Withdrawn | Saint Paul | Protected Data | Protected Data | Protected Data | Residential | Solar* Rewards | 2019 |  | n/a
Xcel Energy | 85 | 13781 | IOU | 3149439 | 7 | Solar |  |  | Withdrawn | Golden Valley | Protected Data | Protected Data | Protected Data | Residential | Solar* Rewards | 2019 |  | n/a
Xcel Energy | 85 | 13781 | IOU | 3151004 | 9 | Solar |  |  | Withdrawn | Hastings | Protected Data | Protected Data | Protected Data | Residential | Solar* Rewards | 2019 |  | n/a
Xcel Energy | 85 | 13781 | IOU | 3151594 | 11 | Solar |  | X | Withdrawn | Saint Paul | Protected Data | Protected Data | Protected Data | Residential | Solar* Rewards | 2019 |  | n/a
Xcel Energy | 85 | 13781 | IOU | 3151922 | 13 | Solar |  |  | Withdrawn | Woodbury | Protected Data | Protected Data | Protected Data | Residential | Solar* Rewards | 2019 |  | n/a
Xcel Energy | 85 | 13781 | IOU | 3152031 | 10 | Solar |  |  | Withdrawn | Monticello | Protected Data | Protected Data | Protected Data | Residential | Solar* Rewards | 2019 |  | n/a
Xcel Energy | 85 | 13781 | IOU | 3152067 | 9 | Solar |  |  | Withdrawn | Saint Bonifacius | Protected Data | Protected Data | Protected Data | Residential | Solar* Rewards | 2019 |  | n/a
Xcel Energy | 85 | 13781 | IOU | 3153428 | 11 | Solar |  |  | Withdrawn | Roseville | Protected Data | Protected Data | Protected Data | Residential | Solar* Rewards | 2019 |  | n/a
Xcel Energy | 85 | 13781 | IOU | 3153557 | 0 | Solar |  |  | Withdrawn | Inver Grove Heights | Protected Data | Protected Data | Protected Data | Commercial | Solar* Rewards | 2019 |  | n/a
Xcel Energy | 85 | 13781 | IOU | 3153566 | 14 | Solar |  |  | Withdrawn | Saint Paul | Protected Data | Protected Data | Protected Data | Residential | Solar* Rewards | 2019 |  | n/a
Xcel Energy | 85 | 13781 | IOU | 3153825 | 13 | Solar |  | X | Withdrawn | Stillwater | Protected Data | Protected Data | Protected Data | Residential | Solar* Rewards | 2019 |  | n/a
Xcel Energy | 85 | 13781 | IOU | 3154295 | 5 | Solar |  |  | Withdrawn | Coon Rapids | Protected Data | Protected Data | Protected Data | Residential | Solar* Rewards | 2019 |  | n/a
Xcel Energy | 85 | 13781 | IOU | 3154306 | 3 | Solar |  |  | Withdrawn | Saint Paul | Protected Data | Protected Data | Protected Data | Residential | Solar* Rewards | 2019 |  | n/a
Xcel Energy | 85 | 13781 | IOU | 3154320 | 40 | Solar |  |  | Withdrawn | Brooklyn Park | Protected Data | Protected Data | Protected Data | Commercial | Solar* Rewards | 2019 |  | n/a
Xcel Energy | 85 | 13781 | IOU | 3154491 | 40 | Solar |  |  | Withdrawn | Brooklyn Park | Protected Data | Protected Data | Protected Data | Commercial | Solar* Rewards | 2019 |  | n/a
Xcel Energy | 85 | 13781 | IOU | 3154501 | 40 | Solar |  |  | Withdrawn | Brooklyn Park | Protected Data | Protected Data | Protected Data | Commercial | Solar* Rewards | 2019 |  | n/a
Xcel Energy | 85 | 13781 | IOU | 3154505 | 11 | Solar |  |  | Withdrawn | Woodbury | Protected Data | Protected Data | Protected Data | Residential | Solar* Rewards | 2019 |  | n/a
Xcel Energy | 85 | 13781 | IOU | 3154513 | 40 | Solar |  |  | Withdrawn | Brooklyn Center | Protected Data | Protected Data | Protected Data | Commercial | Solar* Rewards | 2019 |  | n/a
Xcel Energy | 85 | 13781 | IOU | 3154550 | 5 | Solar |  |  | Withdrawn | Plymouth | Protected Data | Protected Data | Protected Data | Residential | Solar* Rewards | 2019 |  | n/a
Xcel Energy | 85 | 13781 | IOU | 3154571 | 40 | Solar |  |  | Withdrawn | Brooklyn Park | Protected Data | Protected Data | Protected Data | Commercial | Solar* Rewards | 2019 |  | n/a
Xcel Energy | 85 | 13781 | IOU | 3154584 | 40 | Solar |  |  | Withdrawn | Brooklyn Park | Protected Data | Protected Data | Protected Data | Commercial | Solar* Rewards | 2019 |  | n/a
Xcel Energy | 85 | 13781 | IOU | 3154635 | 36 | Solar |  |  | Withdrawn | Stillwater | Protected Data | Protected Data | Protected Data | Residential | Solar* Rewards | 2019 |  | n/a
Xcel Energy | 85 | 13781 | IOU | 3154638 | 0 | Solar |  |  | Withdrawn | Excelsior | Protected Data | Protected Data | Protected Data | Residential | Solar* Rewards | 2019 |  | n/a
Xcel Energy | 85 | 13781 | IOU | 3154648 | 40 | Solar |  |  | Withdrawn | Brooklyn Park | Protected Data | Protected Data | Protected Data | Commercial | Solar* Rewards | 2019 |  | n/a
Xcel Energy | 85 | 13781 | IOU | 3154655 | 40 | Solar |  |  | Withdrawn | Brooklyn Park | Protected Data | Protected Data | Protected Data | Commercial | Solar* Rewards | 2019 |  | n/a
Xcel Energy | 85 | 13781 | IOU | 3154685 | 40 | Solar |  |  | Withdrawn | Brooklyn Park | Protected Data | Protected Data | Protected Data | Commercial | Solar* Rewards | 2019 |  | n/a
Xcel Energy | 85 | 13781 | IOU | 3155572 | 4 | Solar |  |  | Withdrawn | Minneapolis | Protected Data | Protected Data | Protected Data | Residential | Solar* Rewards | 2019 |  | n/a
Xcel Energy | 85 | 13781 | IOU | 3155583 | 9 | Solar |  |  | Withdrawn | Shoreview | Protected Data | Protected Data | Protected Data | Residential | Solar* Rewards | 2019 |  | n/a
Xcel Energy | 85 | 13781 | IOU | 3155908 | 39 | Solar |  |  | Withdrawn | Saint Paul | Protected Data | Protected Data | Protected Data | Commercial | Solar* Rewards | 2019 |  | n/a
Xcel Energy | 85 | 13781 | IOU | 3157302 | 4 | Solar |  |  | Withdrawn | Inver Grove Heights | Protected Data | Protected Data | Protected Data | Residential | Solar* Rewards | 2019 |  | n/a
Xcel Energy | 85 | 13781 | IOU | 3157313 | 4 | Solar |  |  | Withdrawn | Inver Grove Heights | Protected Data | Protected Data | Protected Data | Residential | Solar* Rewards | 2019 |  | n/a
Xcel Energy | 85 | 13781 | IOU | 3157661 | 5 | Solar |  |  | Withdrawn | Minneapolis | Protected Data | Protected Data | Protected Data | Residential | Solar* Rewards | 2019 |  | n/a
Xcel Energy | 85 | 13781 | IOU | 3157669 | 5 | Solar |  |  | Withdrawn | Minneapolis | Protected Data | Protected Data | Protected Data | Residential | Solar* Rewards | 2019 |  | n/a
Xcel Energy | 85 | 13781 | IOU | 3157773 | 40 | Solar |  |  | Withdrawn | Minneapolis | Protected Data | Protected Data | Protected Data | Commercial | Solar* Rewards | 2019 |  | n/a
Xcel Energy | 85 | 13781 | IOU | 3158098 | 22 | Solar |  |  | Withdrawn | Saint Paul | Protected Data | Protected Data | Protected Data | Commercial | Solar* Rewards | 2019 |  | n/a
Xcel Energy | 85 | 13781 | IOU | 3158173 | 28 | Solar |  |  | Withdrawn | Saint Paul | Protected Data | Protected Data | Protected Data | Commercial | Solar* Rewards | 2019 |  | n/a
Xcel Energy | 85 | 13781 | IOU | 3166274 | 0 | Solar |  |  | Withdrawn | Stillwater | Protected Data | Protected Data | Protected Data | Residential | Solar* Rewards | 2019 |  | n/a
Xcel Energy | 85 | 13781 | IOU | 3166275 | 0 | Solar |  |  | Withdrawn | Stillwater | Protected Data | Protected Data | Protected Data | Residential | Solar* Rewards | 2019 |  | n/a
Xcel Energy | 85 | 13781 | IOU | 3166276 | 32 | Solar |  |  | Withdrawn | Stillwater | Protected Data | Protected Data | Protected Data | Residential | Solar* Rewards | 2019 |  | n/a
Xcel Energy | 85 | 13781 | IOU | 3166960 | 33 | Solar |  |  | Withdrawn | Green Isle | Protected Data | Protected Data | Protected Data | Commercial | Solar* Rewards | 2019 |  | n/a
Xcel Energy | 85 | 13781 | IOU | 3167250 | 0 | Solar |  |  | Withdrawn | Rosemount | Protected Data | Protected Data | Protected Data | Commercial | Solar* Rewards | 2019 |  | n/a
Xcel Energy | 85 | 13781 | IOU | 3167439 | 10 | Solar |  | X | Withdrawn | Minneapolis | Protected Data | Protected Data | Protected Data | Residential | Solar* Rewards | 2019 |  | n/a
Xcel Energy | 85 | 13781 | IOU | 3167483 | 2 | Solar |  |  | Withdrawn | Minneapolis | Protected Data | Protected Data | Protected Data | Residential | Solar* Rewards | 2019 |  | n/a
Xcel Energy | 85 | 13781 | IOU | 3168530 | 5 | Solar |  |  | Withdrawn | Minneapolis | Protected Data | Protected Data | Protected Data | Residential | Solar* Rewards | 2019 |  | n/a
Xcel Energy | 85 | 13781 | IOU | 3168596 | 7 | Solar |  |  | Withdrawn | Robbinsdale | Protected Data | Protected Data | Protected Data | Residential | Solar* Rewards | 2019 |  | n/a
Xcel Energy | 85 | 13781 | IOU | 3168703 | 0 | Solar |  |  | Withdrawn | Saint Louis Park | Protected Data | Protected Data | Protected Data | Commercial | Solar* Rewards | 2019 |  | n/a
Xcel Energy | 85 | 13781 | IOU | 3169148 | 174 | Solar |  |  | Withdrawn | Eden Prairie | Protected Data | Protected Data | Protected Data | Commercial | Solar* Rewards | 2019 |  | n/a
Xcel Energy | 85 | 13781 | IOU | 3170331 | 0 | Solar |  |  | Withdrawn | Minneapolis | Protected Data | Protected Data | Protected Data | Commercial | Solar* Rewards | 2019 |  | n/a
Xcel Energy | 85 | 13781 | IOU | 3170352 | 0 | Solar |  |  | Withdrawn | Minneapolis | Protected Data | Protected Data | Protected Data | Residential | Solar* Rewards | 2019 |  | n/a
Xcel Energy | 85 | 13781 | IOU | 3170376 | 0 | Solar |  |  | Withdrawn | Saint Paul | Protected Data | Protected Data | Protected Data | Commercial | Solar* Rewards | 2019 |  | n/a
Xcel Energy | 85 | 13781 | IOU | 3170377 | 7 | Solar |  |  | Withdrawn | Saint Paul | Protected Data | Protected Data | Protected Data | Commercial | Solar* Rewards | 2019 |  | n/a
Xcel Energy | 85 | 13781 | IOU | 3170545 | 7 | Solar |  |  | Withdrawn | Mendota Heights | Protected Data | Protected Data | Protected Data | Residential | Solar* Rewards | 2019 |  | n/a
Xcel Energy | 85 | 13781 | IOU | 3171055 | 8 | Solar |  |  | Withdrawn | Minneapolis | Protected Data | Protected Data | Protected Data | Residential | Solar* Rewards | 2019 |  | n/a
Xcel Energy | 85 | 13781 | IOU | 3171139 | 8 | Solar |  |  | Withdrawn | Bloomington | Protected Data | Protected Data | Protected Data | Residential | Solar* Rewards | 2019 |  | n/a
Xcel Energy | 85 | 13781 | IOU | 3171147 | 8 | Solar |  |  | Withdrawn | Bloomington | Protected Data | Protected Data | Protected Data | Residential | Solar* Rewards | 2019 |  | n/a
Xcel Energy | 85 | 13781 | IOU | 3173630 | 9 | Solar |  |  | Withdrawn | Cottage Grove | Protected Data | Protected Data | Protected Data | Residential | Solar* Rewards | 2019 |  | n/a
Xcel Energy | 85 | 13781 | IOU | 3173723 | 9 | Solar |  |  | Withdrawn | Minneapolis | Protected Data | Protected Data | Protected Data | Residential | Solar* Rewards | 2019 |  | n/a
Xcel Energy | 85 | 13781 | IOU | 3173818 | 4 | Solar |  |  | Withdrawn | Fridley | Protected Data | Protected Data | Protected Data | Residential | Solar* Rewards | 2019 |  | n/a
Xcel Energy | 85 | 13781 | IOU | 3177400 | 13 | Solar |  |  | Withdrawn | Lake City | Protected Data | Protected Data | Protected Data | Residential | Solar* Rewards | 2019 |  | n/a
Xcel Energy | 85 | 13781 | IOU | 3177770 | 30 | Solar |  |  | Withdrawn | Lake City | Protected Data | Protected Data | Protected Data | Residential | Solar* Rewards | 2019 |  | n/a
Xcel Energy | 85 | 13781 | IOU | 3178071 | 0 | Solar |  |  | Withdrawn | Minneapolis | Protected Data | Protected Data | Protected Data | Commercial | Solar* Rewards | 2019 |  | n/a
Xcel Energy | 85 | 13781 | IOU | 3179335 | 8 | Solar |  |  | Withdrawn | White Bear Lake | Protected Data | Protected Data | Protected Data | Residential | Solar* Rewards | 2019 |  | n/a
Xcel Energy | 85 | 13781 | IOU | 3179336 | 13 | Solar |  | X | Withdrawn | Long Lake | Protected Data | Protected Data | Protected Data | Residential | Solar* Rewards | 2019 |  | n/a
Xcel Energy | 85 | 13781 | IOU | 3179462 | 37 | Solar |  |  | Withdrawn | Zumbro Falls | Protected Data | Protected Data | Protected Data | Residential | Solar* Rewards | 2019 |  | n/a
Xcel Energy | 85 | 13781 | IOU | 3180260 | 40 | Solar |  |  | Withdrawn | Roseville | Protected Data | Protected Data | Protected Data | Commercial | Solar* Rewards | 2019 |  | n/a
Xcel Energy | 85 | 13781 | IOU | 3180892 | 11 | Solar |  |  | Withdrawn | Saint Bonifacius | Protected Data | Protected Data | Protected Data | Residential | Solar* Rewards | 2019 |  | n/a
Xcel Energy | 85 | 13781 | IOU | 3181140 | 8 | Solar |  |  | Withdrawn | Inver Grove Heights | Protected Data | Protected Data | Protected Data | Residential | Solar* Rewards | 2019 |  | n/a
Xcel Energy | 85 | 13781 | IOU | 3181233 | 20 | Solar |  |  | Withdrawn | Columbia Heights | Protected Data | Protected Data | Protected Data | Commercial | Solar* Rewards | 2019 |  | n/a
Xcel Energy | 85 | 13781 | IOU | 3181644 | 13 | Solar |  |  | Withdrawn | Afton | Protected Data | Protected Data | Protected Data | Residential | Solar* Rewards | 2019 |  | n/a
Xcel Energy | 85 | 13781 | IOU | 3181961 | 5 | Solar |  |  | Withdrawn | South Saint Paul | Protected Data | Protected Data | Protected Data | Residential | Solar* Rewards | 2019 |  | n/a
Xcel Energy | 85 | 13781 | IOU | 3181969 | 8 | Solar |  |  | Withdrawn | Saint Cloud | Protected Data | Protected Data | Protected Data | Residential | Solar* Rewards | 2019 |  | n/a
Xcel Energy | 85 | 13781 | IOU | 3183120 | 5 | Solar |  |  | Withdrawn | Saint Cloud | Protected Data | Protected Data | Protected Data | Residential | Solar* Rewards | 2019 |  | n/a
Xcel Energy | 85 | 13781 | IOU | 3183778 | 9 | Solar |  |  | Withdrawn | Mound | Protected Data | Protected Data | Protected Data | Residential | Solar* Rewards | 2019 |  | n/a
Xcel Energy | 85 | 13781 | IOU | 3184740 | 9 | Solar |  |  | Withdrawn | Minneapolis | Protected Data | Protected Data | Protected Data | Residential | Solar* Rewards | 2019 |  | n/a
Xcel Energy | 85 | 13781 | IOU | 3184917 | 0 | Solar |  |  | Withdrawn | Maple Grove | Protected Data | Protected Data | Protected Data | Residential | Solar* Rewards | 2019 |  | n/a
Xcel Energy | 85 | 13781 | IOU | 3184919 | 8 | Solar |  |  | Withdrawn | Maple Grove | Protected Data | Protected Data | Protected Data | Residential | Solar* Rewards | 2019 |  | n/a
Xcel Energy | 85 | 13781 | IOU | 3185186 | 66 | Solar |  |  | Withdrawn | Northfield | Protected Data | Protected Data | Protected Data | Commercial | Solar* Rewards | 2019 |  | n/a
Xcel Energy | 85 | 13781 | IOU | 3185573 | 9 | Solar |  |  | Withdrawn | Sauk Rapids | Protected Data | Protected Data | Protected Data | Residential | Solar* Rewards | 2019 |  | n/a
Xcel Energy | 85 | 13781 | IOU | 3185686 | 12 | Solar |  |  | Withdrawn | Minneapolis | Protected Data | Protected Data | Protected Data | Residential | Solar* Rewards | 2019 |  | n/a
Xcel Energy | 85 | 13781 | IOU | 3185696 | 12 | Solar |  | X | Withdrawn | Minneapolis | Protected Data | Protected Data | Protected Data | Residential | Solar* Rewards | 2019 |  | n/a
Xcel Energy | 85 | 13781 | IOU | 3186999 | 0 | Solar |  |  | Withdrawn | Sacred Heart | Protected Data | Protected Data | Protected Data | Residential | Solar* Rewards | 2019 |  | n/a
Xcel Energy | 85 | 13781 | IOU | 3187002 | 26 | Solar |  |  | Withdrawn | Sacred Heart | Protected Data | Protected Data | Protected Data | Residential | Solar* Rewards | 2019 |  | n/a
Xcel Energy | 85 | 13781 | IOU | 3187058 | 16 | Solar |  |  | Withdrawn | Sacred Heart | Protected Data | Protected Data | Protected Data | Commercial | Solar* Rewards | 2019 |  | n/a
Xcel Energy | 85 | 13781 | IOU | 3189032 | 13 | Solar |  |  | Withdrawn | Norwood Young America | Protected Data | Protected Data | Protected Data | Commercial | Solar* Rewards | 2019 |  | n/a
Xcel Energy | 85 | 13781 | IOU | 3189212 | 10 | Solar |  |  | Withdrawn | Saint Paul | Protected Data | Protected Data | Protected Data | Residential | Solar* Rewards | 2019 |  | n/a
Xcel Energy | 85 | 13781 | IOU | 3189306 | 12 | Solar |  |  | Withdrawn | West Concord | Protected Data | Protected Data | Protected Data | Residential | Solar* Rewards | 2019 |  | n/a
Xcel Energy | 85 | 13781 | IOU | 3189651 | 0 | Solar |  |  | Withdrawn | Osakis | Protected Data | Protected Data | Protected Data | Residential | Solar* Rewards | 2019 |  | n/a
Xcel Energy | 85 | 13781 | IOU | 3189823 | 10 | Solar |  |  | Withdrawn | Saint Paul | Protected Data | Protected Data | Protected Data | Residential | Solar* Rewards | 2019 |  | n/a
Xcel Energy | 85 | 13781 | IOU | 3189973 | 8 | Solar |  |  | Withdrawn | Saint Cloud | Protected Data | Protected Data | Protected Data | Residential | Solar* Rewards | 2019 |  | n/a
Xcel Energy | 85 | 13781 | IOU | 3190050 | 8 | Solar |  |  | Withdrawn | Saint Cloud | Protected Data | Protected Data | Protected Data | Residential | Solar* Rewards | 2019 |  | n/a
Xcel Energy | 85 | 13781 | IOU | 3190065 | 9 | Solar |  |  | Withdrawn | Woodbury | Protected Data | Protected Data | Protected Data | Residential | Solar* Rewards | 2019 |  | n/a
Xcel Energy | 85 | 13781 | IOU | 3190184 | 40 | Solar |  |  | Withdrawn | Winona | Protected Data | Protected Data | Protected Data | Commercial | Solar* Rewards | 2019 |  | n/a
Xcel Energy | 85 | 13781 | IOU | 3190213 | 8 | Solar |  | X | Withdrawn | Saint Paul | Protected Data | Protected Data | Protected Data | Residential | Solar* Rewards | 2019 |  | n/a
Xcel Energy | 85 | 13781 | IOU | 3190315 | 13 | Solar |  |  | Withdrawn | Minneapolis | Protected Data | Protected Data | Protected Data | Residential | Solar* Rewards | 2019 |  | n/a
Xcel Energy | 85 | 13781 | IOU | 3190432 | 9 | Solar |  |  | Withdrawn | Minneapolis | Protected Data | Protected Data | Protected Data | Residential | Solar* Rewards | 2019 |  | n/a
Xcel Energy | 85 | 13781 | IOU | 3190725 | 6 | Solar |  |  | Withdrawn | Saint Paul | Protected Data | Protected Data | Protected Data | Residential | Solar* Rewards | 2019 |  | n/a
Xcel Energy | 85 | 13781 | IOU | 3190781 | 4 | Solar |  |  | Withdrawn | Saint Paul | Protected Data | Protected Data | Protected Data | Residential | Solar* Rewards | 2019 |  | n/a
Xcel Energy | 85 | 13781 | IOU | 3190791 | 0 | Solar |  |  | Withdrawn | Edina | Protected Data | Protected Data | Protected Data | Residential | Solar* Rewards | 2019 |  | n/a
Xcel Energy | 85 | 13781 | IOU | 3190824 | 11 | Solar |  |  | Withdrawn | Northfield | Protected Data | Protected Data | Protected Data | Residential | Solar* Rewards | 2019 |  | n/a
Xcel Energy | 85 | 13781 | IOU | 3191210 | 8 | Solar |  |  | Withdrawn | Wyoming | Protected Data | Protected Data | Protected Data | Residential | Solar* Rewards | 2019 |  | n/a
Xcel Energy | 85 | 13781 | IOU | 3191635 | 11 | Solar |  |  | Withdrawn | Saint Paul | Protected Data | Protected Data | Protected Data | Residential | Solar* Rewards | 2019 |  | n/a
Xcel Energy | 85 | 13781 | IOU | 3192452 | 16 | Solar |  |  | Withdrawn | Dodge Center | Protected Data | Protected Data | Protected Data | Residential | Solar* Rewards | 2019 |  | n/a
Xcel Energy | 85 | 13781 | IOU | 3192505 | 7 | Solar |  |  | Withdrawn | Northfield | Protected Data | Protected Data | Protected Data | Residential | Solar* Rewards | 2019 |  | n/a
Xcel Energy | 85 | 13781 | IOU | 3192539 | 0 | Solar |  |  | Withdrawn | Chisago City | Protected Data | Protected Data | Protected Data | Residential | Solar* Rewards | 2019 |  | n/a
Xcel Energy | 85 | 13781 | IOU | 3192541 | 0 | Solar |  |  | Withdrawn | Chisago City | Protected Data | Protected Data | Protected Data | Residential | Solar* Rewards | 2019 |  | n/a
Xcel Energy | 85 | 13781 | IOU | 3192658 | 138 | Solar |  |  | Withdrawn | Eden Prairie | Protected Data | Protected Data | Protected Data | Commercial | Solar* Rewards | 2019 |  | n/a
Xcel Energy | 85 | 13781 | IOU | 3194803 | 174 | Solar |  |  | Withdrawn | Eagan | Protected Data | Protected Data | Protected Data | Commercial | Solar* Rewards | 2019 |  | n/a
Xcel Energy | 85 | 13781 | IOU | 3195040 | 11 | Solar |  |  | Withdrawn | Minneapolis | Protected Data | Protected Data | Protected Data | Residential | Solar* Rewards | 2019 |  | n/a
Xcel Energy | 85 | 13781 | IOU | 3195085 | 3 | Solar |  |  | Withdrawn | Faribault | Protected Data | Protected Data | Protected Data | Residential | Solar* Rewards | 2019 |  | n/a
Xcel Energy | 85 | 13781 | IOU | 3195101 | 0 | Solar |  |  | Withdrawn | Minneapolis | Protected Data | Protected Data | Protected Data | Residential | Solar* Rewards | 2019 |  | n/a
Xcel Energy | 85 | 13781 | IOU | 3195341 | 9 | Solar |  |  | Withdrawn | Sauk Rapids | Protected Data | Protected Data | Protected Data | Residential | Solar* Rewards | 2019 |  | n/a
Xcel Energy | 85 | 13781 | IOU | 3196488 | 7 | Solar |  |  | Withdrawn | Bloomington | Protected Data | Protected Data | Protected Data | Residential | Solar* Rewards | 2019 |  | n/a
Xcel Energy | 85 | 13781 | IOU | 3197543 | 5 | Solar |  |  | Withdrawn | Saint Cloud | Protected Data | Protected Data | Protected Data | Residential | Solar* Rewards | 2019 |  | n/a
Xcel Energy | 85 | 13781 | IOU | 3198194 | 5 | Solar |  |  | Withdrawn | Saint Cloud | Protected Data | Protected Data | Protected Data | Residential | Solar* Rewards | 2019 |  | n/a
Xcel Energy | 85 | 13781 | IOU | 3198211 | 15 | Solar |  |  | Withdrawn | Cologne | Protected Data | Protected Data | Protected Data | Residential | Solar* Rewards | 2019 |  | n/a
Xcel Energy | 85 | 13781 | IOU | 3198212 | 10 | Solar |  |  | Withdrawn | Cologne | Protected Data | Protected Data | Protected Data | Commercial | Solar* Rewards | 2019 |  | n/a
Xcel Energy | 85 | 13781 | IOU | 3198936 | 20 | Solar |  |  | Withdrawn | Fridley | Protected Data | Protected Data | Protected Data | Commercial | Solar* Rewards | 2019 |  | n/a
Xcel Energy | 85 | 13781 | IOU | 3199144 | 5 | Solar |  |  | Withdrawn | Saint Louis Park | Protected Data | Protected Data | Protected Data | Residential | Solar* Rewards | 2019 |  | n/a
Xcel Energy | 85 | 13781 | IOU | 3199769 | 5 | Solar |  |  | Withdrawn | Stillwater | Protected Data | Protected Data | Protected Data | Residential | Solar* Rewards | 2019 |  | n/a
Xcel Energy | 85 | 13781 | IOU | 3199796 | 5 | Solar |  |  | Withdrawn | Minneapolis | Protected Data | Protected Data | Protected Data | Residential | Solar* Rewards | 2019 |  | n/a
Xcel Energy | 85 | 13781 | IOU | 3199805 | 5 | Solar |  |  | Withdrawn | Minneapolis | Protected Data | Protected Data | Protected Data | Residential | Solar* Rewards | 2019 |  | n/a
Xcel Energy | 85 | 13781 | IOU | 3200468 | 7 | Solar |  |  | Withdrawn | Woodbury | Protected Data | Protected Data | Protected Data | Residential | Solar* Rewards | 2019 |  | n/a
Xcel Energy | 85 | 13781 | IOU | 3200905 | 5 | Solar |  |  | Withdrawn | Saint Cloud | Protected Data | Protected Data | Protected Data | Residential | Solar* Rewards | 2019 |  | n/a
Xcel Energy | 85 | 13781 | IOU | 3201573 | 16 | Solar |  | X | Withdrawn | Maplewood | Protected Data | Protected Data | Protected Data | Residential | Solar* Rewards | 2019 |  | n/a
Xcel Energy | 85 | 13781 | IOU | 3201574 | 0 | Solar |  |  | Withdrawn | Maplewood | Protected Data | Protected Data | Protected Data | Residential | Solar* Rewards | 2019 |  | n/a
Xcel Energy | 85 | 13781 | IOU | 3202648 | 133 | Solar |  |  | Withdrawn | Minneapolis | Protected Data | Protected Data | Protected Data | Commercial | Solar* Rewards | 2019 |  | n/a
Xcel Energy | 85 | 13781 | IOU | 3202659 | 32 | Solar |  |  | Withdrawn | Burnsville | Protected Data | Protected Data | Protected Data | Commercial | Solar* Rewards | 2019 |  | n/a
Xcel Energy | 85 | 13781 | IOU | 3203279 | 5 | Solar |  |  | Withdrawn | Minneapolis | Protected Data | Protected Data | Protected Data | Residential | Solar* Rewards | 2019 |  | n/a
Xcel Energy | 85 | 13781 | IOU | 3203432 | 4 | Solar |  |  | Withdrawn | Saint Paul | Protected Data | Protected Data | Protected Data | Residential | Solar* Rewards | 2019 |  | n/a
Xcel Energy | 85 | 13781 | IOU | 3203670 | 15 | Solar |  |  | Withdrawn | Inver Grove Heights | Protected Data | Protected Data | Protected Data | Residential | Solar* Rewards | 2019 |  | n/a
Xcel Energy | 85 | 13781 | IOU | 3206343 | 6 | Solar |  |  | Withdrawn | Waconia | Protected Data | Protected Data | Protected Data | Residential | Solar* Rewards | 2019 |  | n/a
Xcel Energy | 85 | 13781 | IOU | 3206401 | 5 | Solar |  |  | Withdrawn | Minneapolis | Protected Data | Protected Data | Protected Data | Residential | Solar* Rewards | 2019 |  | n/a
Xcel Energy | 85 | 13781 | IOU | 3206455 | 10 | Solar |  |  | Withdrawn | Stillwater | Protected Data | Protected Data | Protected Data | Residential | Solar* Rewards | 2019 |  | n/a
Xcel Energy | 85 | 13781 | IOU | 3206764 | 3 | Solar |  |  | Withdrawn | Minneapolis | Protected Data | Protected Data | Protected Data | Residential | Solar* Rewards | 2019 |  | n/a
Xcel Energy | 85 | 13781 | IOU | 3206882 | 8 | Solar |  |  | Withdrawn | Loretto | Protected Data | Protected Data | Protected Data | Residential | Solar* Rewards | 2019 |  | n/a
Xcel Energy | 85 | 13781 | IOU | 3209178 | 10 | Solar |  |  | Withdrawn | Woodbury | Protected Data | Protected Data | Protected Data | Residential | Solar* Rewards | 2019 |  | n/a
Xcel Energy | 85 | 13781 | IOU | 3210016 | 5 | Solar |  |  | Withdrawn | Woodbury | Protected Data | Protected Data | Protected Data | Residential | Solar* Rewards | 2019 |  | n/a
Xcel Energy | 85 | 13781 | IOU | 3215678 | 5 | Solar |  |  | Withdrawn | Maple Grove | Protected Data | Protected Data | Protected Data | Residential | Solar* Rewards | 2019 |  | n/a
Xcel Energy | 85 | 13781 | IOU | 3216720 | 14 | Solar |  |  | Withdrawn | Waseca | Protected Data | Protected Data | Protected Data | Residential | Solar* Rewards | 2019 |  | n/a
Xcel Energy | 85 | 13781 | IOU | 3217731 | 10 | Solar |  |  | Withdrawn | Mound | Protected Data | Protected Data | Protected Data | Residential | Solar* Rewards | 2019 |  | n/a
Xcel Energy | 85 | 13781 | IOU | 3218253 | 6 | Solar |  |  | Withdrawn | Minneapolis | Protected Data | Protected Data | Protected Data | Residential | Solar* Rewards | 2019 |  | n/a
Xcel Energy | 85 | 13781 | IOU | 3218874 | 4 | Solar |  |  | Withdrawn | Stillwater | Protected Data | Protected Data | Protected Data | Residential | Solar* Rewards | 2019 |  | n/a
Xcel Energy | 85 | 13781 | IOU | 3218882 | 4 | Solar |  |  | Withdrawn | Stillwater | Protected Data | Protected Data | Protected Data | Residential | Solar* Rewards | 2019 |  | n/a
Xcel Energy | 85 | 13781 | IOU | 3219568 | 7 | Solar |  |  | Withdrawn | Brooklyn Center | Protected Data | Protected Data | Protected Data | Residential | Solar* Rewards | 2019 |  | n/a
Xcel Energy | 85 | 13781 | IOU | 3219591 | 7 | Solar |  |  | Withdrawn | Brooklyn Center | Protected Data | Protected Data | Protected Data | Residential | Solar* Rewards | 2019 |  | n/a
Xcel Energy | 85 | 13781 | IOU | 3219596 | 7 | Solar |  |  | Withdrawn | Oakdale | Protected Data | Protected Data | Protected Data | Residential | Solar* Rewards | 2019 |  | n/a
Xcel Energy | 85 | 13781 | IOU | 3220208 | 9 | Solar |  |  | Withdrawn | Arden Hills | Protected Data | Protected Data | Protected Data | Residential | Solar* Rewards | 2019 |  | n/a
Xcel Energy | 85 | 13781 | IOU | 3221296 | 10 | Solar |  |  | Withdrawn | Woodbury | Protected Data | Protected Data | Protected Data | Residential | Solar* Rewards | 2019 |  | n/a
Xcel Energy | 85 | 13781 | IOU | 3221487 | 7 | Solar |  |  | Withdrawn | Farmington | Protected Data | Protected Data | Protected Data | Residential | Solar* Rewards | 2019 |  | n/a
Xcel Energy | 85 | 13781 | IOU | 3221513 | 11 | Solar |  |  | Withdrawn | Zumbrota | Protected Data | Protected Data | Protected Data | Residential | Solar* Rewards | 2019 |  | n/a
Xcel Energy | 85 | 13781 | IOU | 3224225 | 12 | Solar |  |  | Withdrawn | Red Wing | Protected Data | Protected Data | Protected Data | Residential | Solar* Rewards | 2019 |  | n/a
Xcel Energy | 85 | 13781 | IOU | 3226005 | 11 | Solar |  |  | Withdrawn | Orono | Protected Data | Protected Data | Protected Data | Residential | Solar* Rewards | 2019 |  | n/a
Xcel Energy | 85 | 13781 | IOU | 3226901 | 14 | Solar |  |  | Withdrawn | Saint Paul | Protected Data | Protected Data | Protected Data | Commercial | Solar* Rewards | 2019 |  | n/a
Xcel Energy | 85 | 13781 | IOU | 3226922 | 12 | Solar |  |  | Withdrawn | Saint Paul | Protected Data | Protected Data | Protected Data | Commercial | Solar* Rewards | 2019 |  | n/a
Xcel Energy | 85 | 13781 | IOU | 3228087 | 8 | Solar |  |  | Withdrawn | Silver Lake | Protected Data | Protected Data | Protected Data | Commercial | Solar* Rewards | 2019 |  | n/a
Xcel Energy | 85 | 13781 | IOU | 3228106 | 8 | Solar |  |  | Withdrawn | Silver Lake | Protected Data | Protected Data | Protected Data | Commercial | Solar* Rewards | 2019 |  | n/a
Xcel Energy | 85 | 13781 | IOU | 3228356 | 8 | Solar |  |  | Withdrawn | Brooklyn Park | Protected Data | Protected Data | Protected Data | Residential | Solar* Rewards | 2019 |  | n/a
Xcel Energy | 85 | 13781 | IOU | 3229496 | 28 | Solar |  |  | Withdrawn | Northfield | Protected Data | Protected Data | Protected Data | Commercial | Solar* Rewards | 2019 |  | n/a
Xcel Energy | 85 | 13781 | IOU | 3229502 | 38 | Solar |  |  | Withdrawn | Northfield | Protected Data | Protected Data | Protected Data | Commercial | Solar* Rewards | 2019 |  | n/a
Xcel Energy | 85 | 13781 | IOU | 3229520 | 633 | Biogas |  |  | Withdrawn | Saint Cloud | Protected Data | Protected Data | Protected Data | Commercial | Solar* Rewards | 2019 |  | n/a
Xcel Energy | 85 | 13781 | IOU | 3230019 | 21 | Solar |  |  | Withdrawn | Orono | Protected Data | Protected Data | Protected Data | Residential | Solar* Rewards | 2019 |  | n/a
Xcel Energy | 85 | 13781 | IOU | 3230437 | 8 | Solar |  |  | Withdrawn | Bloomington | Protected Data | Protected Data | Protected Data | Residential | Solar* Rewards | 2019 |  | n/a
Xcel Energy | 85 | 13781 | IOU | 3230444 | 8 | Solar |  |  | Withdrawn | Bloomington | Protected Data | Protected Data | Protected Data | Residential | Solar* Rewards | 2019 |  | n/a
Xcel Energy | 85 | 13781 | IOU | 3230608 | 8 | Solar |  |  | Withdrawn | Minneapolis | Protected Data | Protected Data | Protected Data | Residential | Solar* Rewards | 2019 |  | n/a
Xcel Energy | 85 | 13781 | IOU | 3230696 | 5 | Solar |  |  | Withdrawn | Saint Paul | Protected Data | Protected Data | Protected Data | Residential | Solar* Rewards | 2019 |  | n/a
Xcel Energy | 85 | 13781 | IOU | 3230787 | 4 | Solar |  |  | Withdrawn | Saint Paul | Protected Data | Protected Data | Protected Data | Residential | Solar* Rewards | 2019 |  | n/a
Xcel Energy | 85 | 13781 | IOU | 3232493 | 4 | Solar |  |  | Withdrawn | Cannon Falls | Protected Data | Protected Data | Protected Data | Residential | Solar* Rewards | 2019 |  | n/a
Xcel Energy | 85 | 13781 | IOU | 3232851 | 0 | Solar |  |  | Withdrawn | Golden Valley | Protected Data | Protected Data | Protected Data | Residential | Solar* Rewards | 2019 |  | n/a
Xcel Energy | 85 | 13781 | IOU | 3232852 | 10 | Solar |  |  | Withdrawn | Golden Valley | Protected Data | Protected Data | Protected Data | Residential | Solar* Rewards | 2019 |  | n/a
Xcel Energy | 85 | 13781 | IOU | 3235081 | 7 | Solar |  |  | Withdrawn | Green Isle | Protected Data | Protected Data | Protected Data | Residential | Solar* Rewards | 2019 |  | n/a
Xcel Energy | 85 | 13781 | IOU | 3235295 | 14 | Solar |  |  | Withdrawn | North Oaks | Protected Data | Protected Data | Protected Data | Residential | Solar* Rewards | 2019 |  | n/a
Xcel Energy | 85 | 13781 | IOU | 3235377 | 9 | Solar |  |  | Withdrawn | Stillwater | Protected Data | Protected Data | Protected Data | Residential | Solar* Rewards | 2019 |  | n/a
Xcel Energy | 85 | 13781 | IOU | 3235484 | 6 | Solar |  |  | Withdrawn | Saint Paul | Protected Data | Protected Data | Protected Data | Residential | Solar* Rewards | 2019 |  | n/a
Xcel Energy | 85 | 13781 | IOU | 3235602 | 12 | Solar |  |  | Withdrawn | Lindstrom | Protected Data | Protected Data | Protected Data | Residential | Solar* Rewards | 2019 |  | n/a
Xcel Energy | 85 | 13781 | IOU | 3235812 | 6 | Solar |  |  | Withdrawn | Minneapolis | Protected Data | Protected Data | Protected Data | Residential | Solar* Rewards | 2019 |  | n/a
Xcel Energy | 85 | 13781 | IOU | 3236468 | 4 | Solar |  |  | Withdrawn | Winona | Protected Data | Protected Data | Protected Data | Residential | Solar* Rewards | 2019 |  | n/a
Xcel Energy | 85 | 13781 | IOU | 3236723 | 8 | Solar |  |  | Withdrawn | Saint Cloud | Protected Data | Protected Data | Protected Data | Residential | Solar* Rewards | 2019 |  | n/a
Xcel Energy | 85 | 13781 | IOU | 3237407 | 0 | Solar |  |  | Withdrawn | Minneapolis | Protected Data | Protected Data | Protected Data | Commercial | Solar* Rewards | 2019 |  | n/a
Xcel Energy | 85 | 13781 | IOU | 3238412 | 40 | Solar |  |  | Withdrawn | Brooklyn Park | Protected Data | Protected Data | Protected Data | Commercial | Solar* Rewards | 2019 |  | n/a
Xcel Energy | 85 | 13781 | IOU | 3239152 | 0 | Solar |  |  | Withdrawn | Minneapolis | Protected Data | Protected Data | Protected Data | Commercial | Solar* Rewards | 2019 |  | n/a
Xcel Energy | 85 | 13781 | IOU | 3239433 | 7 | Solar |  |  | Withdrawn | Maple Grove | Protected Data | Protected Data | Protected Data | Residential | Solar* Rewards | 2019 |  | n/a
Xcel Energy | 85 | 13781 | IOU | 3239776 | 8 | Solar |  | X | Withdrawn | Vadnais Heights | Protected Data | Protected Data | Protected Data | Residential | Solar* Rewards | 2019 |  | n/a
Xcel Energy | 85 | 13781 | IOU | 3240198 | 6 | Solar |  |  | Withdrawn | Woodbury | Protected Data | Protected Data | Protected Data | Residential | Solar* Rewards | 2019 |  | n/a
Xcel Energy | 85 | 13781 | IOU | 3240791 | 0 | Solar |  |  | Withdrawn | Plymouth | Protected Data | Protected Data | Protected Data | Residential | Solar* Rewards | 2019 |  | n/a
Xcel Energy | 85 | 13781 | IOU | 3241103 | 4 | Solar |  |  | Withdrawn | Saint Paul | Protected Data | Protected Data | Protected Data | Residential | Solar* Rewards | 2019 |  | n/a
Xcel Energy | 85 | 13781 | IOU | 3243755 | 5 | Solar |  |  | Withdrawn | Brooklyn Park | Protected Data | Protected Data | Protected Data | Residential | Solar* Rewards | 2019 |  | n/a
Xcel Energy | 85 | 13781 | IOU | 3243979 | 5 | Solar |  | X | Withdrawn | Saint Joseph | Protected Data | Protected Data | Protected Data | Residential | Solar* Rewards | 2019 |  | n/a
Xcel Energy | 85 | 13781 | IOU | 3244136 | 5 | Solar |  |  | Withdrawn | Minneapolis | Protected Data | Protected Data | Protected Data | Residential | Solar* Rewards | 2019 |  | n/a
Xcel Energy | 85 | 13781 | IOU | 3244252 | 7 | Solar |  |  | Withdrawn | Maplewood | Protected Data | Protected Data | Protected Data | Residential | Solar* Rewards | 2019 |  | n/a
Xcel Energy | 85 | 13781 | IOU | 3244270 | 7 | Solar |  |  | Withdrawn | Maplewood | Protected Data | Protected Data | Protected Data | Residential | Solar* Rewards | 2019 |  | n/a
Xcel Energy | 85 | 13781 | IOU | 3244726 | 5 | Solar |  |  | Withdrawn | Minneapolis | Protected Data | Protected Data | Protected Data | Residential | Solar* Rewards | 2019 |  | n/a
Xcel Energy | 85 | 13781 | IOU | 3245550 | 10 | Solar |  |  | Withdrawn | Wyoming | Protected Data | Protected Data | Protected Data | Residential | Solar* Rewards | 2019 |  | n/a
Xcel Energy | 85 | 13781 | IOU | 3245661 | 8 | Solar |  |  | Withdrawn | Inver Grove Heights | Protected Data | Protected Data | Protected Data | Residential | Solar* Rewards | 2019 |  | n/a
Xcel Energy | 85 | 13781 | IOU | 3247481 | 0 | Solar |  |  | Withdrawn | Montevideo | Protected Data | Protected Data | Protected Data | Commercial | Solar* Rewards | 2019 |  | n/a
Xcel Energy | 85 | 13781 | IOU | 3247484 | 0 | Solar |  |  | Withdrawn | Montevideo | Protected Data | Protected Data | Protected Data | Commercial | Solar* Rewards | 2019 |  | n/a
Xcel Energy | 85 | 13781 | IOU | 3247641 | 16 | Solar |  |  | Withdrawn | Delano | Protected Data | Protected Data | Protected Data | Residential | Solar* Rewards | 2019 |  | n/a
Xcel Energy | 85 | 13781 | IOU | 3248171 | 5 | Solar |  |  | Withdrawn | Lindstrom | Protected Data | Protected Data | Protected Data | Residential | Solar* Rewards | 2019 |  | n/a
Xcel Energy | 85 | 13781 | IOU | 3248200 | 11 | Solar |  |  | Withdrawn | Woodbury | Protected Data | Protected Data | Protected Data | Residential | Solar* Rewards | 2019 |  | n/a
Xcel Energy | 85 | 13781 | IOU | 3248865 | 27 | Solar |  |  | Withdrawn | Zumbrota | Protected Data | Protected Data | Protected Data | Commercial | Solar* Rewards | 2019 |  | n/a
Xcel Energy | 85 | 13781 | IOU | 3248880 | 12 | Solar |  |  | Withdrawn | Minneapolis | Protected Data | Protected Data | Protected Data | Residential | Solar* Rewards | 2019 |  | n/a
Xcel Energy | 85 | 13781 | IOU | 3249200 | 28 | Solar |  |  | Withdrawn | Mazeppa | Protected Data | Protected Data | Protected Data | Residential | Solar* Rewards | 2019 |  | n/a
Xcel Energy | 85 | 13781 | IOU | 3249885 | 0 | Solar |  |  | Withdrawn | Minneapolis | Protected Data | Protected Data | Protected Data | Commercial | Solar* Rewards | 2019 |  | n/a
Xcel Energy | 85 | 13781 | IOU | 3250472 | 8 | Solar |  |  | Withdrawn | Richfield | Protected Data | Protected Data | Protected Data | Residential | Solar* Rewards | 2019 |  | n/a
Xcel Energy | 85 | 13781 | IOU | 3250790 | 4 | Solar |  |  | Withdrawn | Saint Paul | Protected Data | Protected Data | Protected Data | Commercial | Solar* Rewards | 2019 |  | n/a
Xcel Energy | 85 | 13781 | IOU | 3250838 | 4 | Solar |  |  | Withdrawn | Minneapolis | Protected Data | Protected Data | Protected Data | Residential | Solar* Rewards | 2019 |  | n/a
Xcel Energy | 85 | 13781 | IOU | 3251017 | 0 | Solar |  |  | Withdrawn | Prinsburg | Protected Data | Protected Data | Protected Data | Commercial | Solar* Rewards | 2019 |  | n/a
Xcel Energy | 85 | 13781 | IOU | 3251021 | 0 | Solar |  |  | Withdrawn | Prinsburg | Protected Data | Protected Data | Protected Data | Commercial | Solar* Rewards | 2019 |  | n/a
Xcel Energy | 85 | 13781 | IOU | 3251022 | 47 | Solar |  |  | Withdrawn | Prinsburg | Protected Data | Protected Data | Protected Data | Commercial | Solar* Rewards | 2019 |  | n/a
Xcel Energy | 85 | 13781 | IOU | 3251028 | 47 | Solar |  |  | Withdrawn | Prinsburg | Protected Data | Protected Data | Protected Data | Commercial | Solar* Rewards | 2019 |  | n/a
Xcel Energy | 85 | 13781 | IOU | 3252328 | 24 | Solar |  |  | Withdrawn | Mankato | Protected Data | Protected Data | Protected Data | Commercial | Solar* Rewards | 2019 |  | n/a
Xcel Energy | 85 | 13781 | IOU | 3252584 | 8 | Solar |  |  | Withdrawn | Minneapolis | Protected Data | Protected Data | Protected Data | Residential | Solar* Rewards | 2019 |  | n/a
Xcel Energy | 85 | 13781 | IOU | 3252851 | 0 | Storage |  | X | Withdrawn | Lake Elmo | Protected Data | Protected Data | Protected Data | Residential | Solar* Rewards | 2019 |  | n/a
Xcel Energy | 85 | 13781 | IOU | 3253895 | 14 | Solar |  |  | Withdrawn | Mendota Heights | Protected Data | Protected Data | Protected Data | Residential | Solar* Rewards | 2019 |  | n/a
Xcel Energy | 85 | 13781 | IOU | 3254792 | 0 | Storage |  | X | Withdrawn | Roseville | Protected Data | Protected Data | Protected Data | Residential | Solar* Rewards | 2019 |  | n/a
Xcel Energy | 85 | 13781 | IOU | 3254971 | 9 | Solar |  |  | Withdrawn | Minneapolis | Protected Data | Protected Data | Protected Data | Residential | Solar* Rewards | 2019 |  | n/a
Xcel Energy | 85 | 13781 | IOU | 3255027 | 9 | Solar |  |  | Withdrawn | Saint Paul | Protected Data | Protected Data | Protected Data | Residential | Solar* Rewards | 2019 |  | n/a
Xcel Energy | 85 | 13781 | IOU | 3256641 | 10 | Solar |  |  | Withdrawn | Vadnais Heights | Protected Data | Protected Data | Protected Data | Residential | Solar* Rewards | 2019 |  | n/a
Xcel Energy | 85 | 13781 | IOU | 3258581 | 5 | Solar |  |  | Withdrawn | Minneapolis | Protected Data | Protected Data | Protected Data | Residential | Solar* Rewards | 2019 |  | n/a
Xcel Energy | 85 | 13781 | IOU | 3258970 | 1 | Solar |  |  | Withdrawn | Minneapolis | Protected Data | Protected Data | Protected Data | Residential | Solar* Rewards | 2019 |  | n/a
Xcel Energy | 85 | 13781 | IOU | 3259139 | 0 | Solar |  |  | Withdrawn | Pine Island | Protected Data | Protected Data | Protected Data | Residential | Solar* Rewards | 2019 |  | n/a
Xcel Energy | 85 | 13781 | IOU | 3259141 | 0 | Solar |  |  | Withdrawn | Pine Island | Protected Data | Protected Data | Protected Data | Residential | Solar* Rewards | 2019 |  | n/a
Xcel Energy | 85 | 13781 | IOU | 3260163 | 0 | Solar |  |  | Withdrawn | Wayzata | Protected Data | Protected Data | Protected Data | Residential | Solar* Rewards | 2019 |  | n/a
Xcel Energy | 85 | 13781 | IOU | 3260171 | 23 | Solar |  |  | Withdrawn | Wayzata | Protected Data | Protected Data | Protected Data | Residential | Solar* Rewards | 2019 |  | n/a
Xcel Energy | 85 | 13781 | IOU | 3261696 | 11 | Solar |  |  | Withdrawn | Minneapolis | Protected Data | Protected Data | Protected Data | Residential | Solar* Rewards | 2019 |  | n/a
Xcel Energy | 85 | 13781 | IOU | 3263497 | 5 | Solar |  |  | Withdrawn | Minneapolis | Protected Data | Protected Data | Protected Data | Residential | Solar* Rewards | 2019 |  | n/a
Xcel Energy | 85 | 13781 | IOU | 3263979 | 0 | Solar |  |  | Withdrawn | Minneapolis | Protected Data | Protected Data | Protected Data | Residential | Solar* Rewards | 2019 |  | n/a
Xcel Energy | 85 | 13781 | IOU | 3264202 | 4 | Solar |  |  | Withdrawn | Shoreview | Protected Data | Protected Data | Protected Data | Residential | Solar* Rewards | 2019 |  | n/a
Xcel Energy | 85 | 13781 | IOU | 3268103 | 11 | Solar |  |  | Withdrawn | Roseville | Protected Data | Protected Data | Protected Data | Residential | Solar* Rewards | 2019 |  | n/a
Xcel Energy | 85 | 13781 | IOU | 3268393 | 0 | Storage |  | X | Withdrawn | Minneapolis | Protected Data | Protected Data | Protected Data | Residential | Solar* Rewards | 2019 |  | n/a
Xcel Energy | 85 | 13781 | IOU | 3268555 | 12 | Solar |  | X | Withdrawn | Minneapolis | Protected Data | Protected Data | Protected Data | Residential | Solar* Rewards | 2019 |  | n/a
Xcel Energy | 85 | 13781 | IOU | 3269686 | 7 | Solar |  |  | Withdrawn | Minneapolis | Protected Data | Protected Data | Protected Data | Residential | Solar* Rewards | 2019 |  | n/a
Xcel Energy | 85 | 13781 | IOU | 3271691 | 0 | Solar |  |  | Withdrawn | Brooklyn Park | Protected Data | Protected Data | Protected Data | Residential | Solar* Rewards | 2019 |  | n/a
Xcel Energy | 85 | 13781 | IOU | 3271692 | 12 | Solar |  |  | Withdrawn | Brooklyn Park | Protected Data | Protected Data | Protected Data | Residential | Solar* Rewards | 2019 |  | n/a
Xcel Energy | 85 | 13781 | IOU | 3271784 | 17 | Solar |  |  | Withdrawn | Hopkins | Protected Data | Protected Data | Protected Data | Residential | Solar* Rewards | 2019 |  | n/a
Xcel Energy | 85 | 13781 | IOU | 3273409 | 3 | Solar |  |  | Withdrawn | Minneapolis | Protected Data | Protected Data | Protected Data | Residential | Solar* Rewards | 2019 |  | n/a
Xcel Energy | 85 | 13781 | IOU | 3274385 | 17 | Solar |  |  | Withdrawn | Minnetonka | Protected Data | Protected Data | Protected Data | Residential | Solar* Rewards | 2019 |  | n/a
Xcel Energy | 85 | 13781 | IOU | 3274952 | 16 | Solar |  |  | Withdrawn | Northfield | Protected Data | Protected Data | Protected Data | Commercial | Solar* Rewards | 2019 |  | n/a
Xcel Energy | 85 | 13781 | IOU | 3275222 | 7 | Solar |  |  | Withdrawn | Northfield | Protected Data | Protected Data | Protected Data | Residential | Solar* Rewards | 2019 |  | n/a
Xcel Energy | 85 | 13781 | IOU | 3275224 | 5 | Solar |  |  | Withdrawn | Lindstrom | Protected Data | Protected Data | Protected Data | Residential | Solar* Rewards | 2019 |  | n/a
Xcel Energy | 85 | 13781 | IOU | 3275232 | 8 | Solar |  |  | Withdrawn | Northfield | Protected Data | Protected Data | Protected Data | Residential | Solar* Rewards | 2019 |  | n/a
Xcel Energy | 85 | 13781 | IOU | 3275258 | 8 | Solar |  |  | Withdrawn | Minneapolis | Protected Data | Protected Data | Protected Data | Residential | Solar* Rewards | 2019 |  | n/a
Xcel Energy | 85 | 13781 | IOU | 3275271 | 4 | Solar |  |  | Withdrawn | Minneapolis | Protected Data | Protected Data | Protected Data | Residential | Solar* Rewards | 2019 |  | n/a
Xcel Energy | 85 | 13781 | IOU | 3276630 | 28 | Solar |  |  | Withdrawn | Saint Paul | Protected Data | Protected Data | Protected Data | Commercial | Solar* Rewards | 2019 |  | n/a
Xcel Energy | 85 | 13781 | IOU | 3282290 | 9 | Solar |  |  | Withdrawn | Minneapolis | Protected Data | Protected Data | Protected Data | Residential | Solar* Rewards | 2019 |  | n/a
Xcel Energy | 85 | 13781 | IOU | 3287068 | 7 | Solar |  |  | Withdrawn | West Concord | Protected Data | Protected Data | Protected Data | Residential | Solar* Rewards | 2019 |  | n/a
Xcel Energy | 85 | 13781 | IOU | 3288631 | 6 | Solar |  |  | Withdrawn | Roseville | Protected Data | Protected Data | Protected Data | Residential | Solar* Rewards | 2019 |  | n/a
Xcel Energy | 85 | 13781 | IOU | 3288642 | 7 | Solar |  |  | Withdrawn | North Mankato | Protected Data | Protected Data | Protected Data | Residential | Solar* Rewards | 2019 |  | n/a
Xcel Energy | 85 | 13781 | IOU | 3289231 | 7 | Solar |  |  | Withdrawn | Lonsdale | Protected Data | Protected Data | Protected Data | Residential | Solar* Rewards | 2019 |  | n/a
Xcel Energy | 85 | 13781 | IOU | 3289447 | 12 | Solar |  |  | Withdrawn | Orono | Protected Data | Protected Data | Protected Data | Residential | Solar* Rewards | 2019 |  | n/a
Xcel Energy | 85 | 13781 | IOU | 3289556 | 0 | Solar |  |  | Withdrawn | Saint Paul | Protected Data | Protected Data | Protected Data | Residential | Solar* Rewards | 2019 |  | n/a
Xcel Energy | 85 | 13781 | IOU | 3290425 | 5 | Solar |  |  | Withdrawn | Plymouth | Protected Data | Protected Data | Protected Data | Residential | Solar* Rewards | 2019 |  | n/a
Xcel Energy | 85 | 13781 | IOU | 3290809 | 0 | Solar |  |  | Withdrawn | Red Wing | Protected Data | Protected Data | Protected Data | Residential | Solar* Rewards | 2019 |  | n/a
Xcel Energy | 85 | 13781 | IOU | 3290825 | 6 | Solar |  |  | Withdrawn | Lindstrom | Protected Data | Protected Data | Protected Data | Residential | Solar* Rewards | 2019 |  | n/a
Xcel Energy | 85 | 13781 | IOU | 3290838 | 9 | Solar |  |  | Withdrawn | Maple Grove | Protected Data | Protected Data | Protected Data | Residential | Solar* Rewards | 2019 |  | n/a
Xcel Energy | 85 | 13781 | IOU | 3291069 | 0 | Solar |  |  | Withdrawn | Chanhassen | Protected Data | Protected Data | Protected Data | Residential | Solar* Rewards | 2019 |  | n/a
Xcel Energy | 85 | 13781 | IOU | 3291539 | 0 | Solar |  |  | Withdrawn | Saint Paul | Protected Data | Protected Data | Protected Data | Residential | Solar* Rewards | 2019 |  | n/a
Xcel Energy | 85 | 13781 | IOU | 3293171 | 4 | Solar |  |  | Withdrawn | Minneapolis | Protected Data | Protected Data | Protected Data | Residential | Solar* Rewards | 2019 |  | n/a
Xcel Energy | 85 | 13781 | IOU | 3294212 | 8 | Solar |  |  | Withdrawn | Minneapolis | Protected Data | Protected Data | Protected Data | Residential | Solar* Rewards | 2019 |  | n/a
Xcel Energy | 85 | 13781 | IOU | 3294390 | 7 | Solar |  |  | Withdrawn | Saint Paul | Protected Data | Protected Data | Protected Data | Residential | Solar* Rewards | 2019 |  | n/a
Xcel Energy | 85 | 13781 | IOU | 3294466 | 5 | Solar |  |  | Withdrawn | Minneapolis | Protected Data | Protected Data | Protected Data | Residential | Solar* Rewards | 2019 |  | n/a
Xcel Energy | 85 | 13781 | IOU | 3294472 | 12 | Solar |  |  | Withdrawn | Maple Grove | Protected Data | Protected Data | Protected Data | Residential | Solar* Rewards | 2019 |  | n/a
Xcel Energy | 85 | 13781 | IOU | 3294794 | 12 | Solar |  |  | Withdrawn | Minneapolis | Protected Data | Protected Data | Protected Data | Residential | Solar* Rewards | 2019 |  | n/a
Xcel Energy | 85 | 13781 | IOU | 3295033 | 6 | Solar |  |  | Withdrawn | Dakota | Protected Data | Protected Data | Protected Data | Residential | Solar* Rewards | 2019 |  | n/a
Xcel Energy | 85 | 13781 | IOU | 3295194 | 10 | Solar |  |  | Withdrawn | Monticello | Protected Data | Protected Data | Protected Data | Residential | Solar* Rewards | 2019 |  | n/a
Xcel Energy | 85 | 13781 | IOU | 3295747 | 6 | Solar |  |  | Withdrawn | Saint Paul | Protected Data | Protected Data | Protected Data | Residential | Solar* Rewards | 2019 |  | n/a
Xcel Energy | 85 | 13781 | IOU | 3298258 | 44 | Solar |  |  | Withdrawn | Minneapolis | Protected Data | Protected Data | Protected Data | Commercial | Solar* Rewards | 2019 |  | n/a
Xcel Energy | 85 | 13781 | IOU | 3298365 | 0 | Solar |  |  | Withdrawn | Saint Paul | Protected Data | Protected Data | Protected Data | Residential | Solar* Rewards | 2019 |  | n/a
Xcel Energy | 85 | 13781 | IOU | 3298548 | 40 | Solar |  |  | Withdrawn | Saint Joseph | Protected Data | Protected Data | Protected Data | Commercial | Solar* Rewards | 2019 |  | n/a
Xcel Energy | 85 | 13781 | IOU | 3300636 | 13 | Solar |  |  | Withdrawn | Saint Paul | Protected Data | Protected Data | Protected Data | Residential | Solar* Rewards | 2019 |  | n/a
Xcel Energy | 85 | 13781 | IOU | 3303174 | 7 | Solar |  |  | Withdrawn | Kenyon | Protected Data | Protected Data | Protected Data | Residential | Solar* Rewards | 2019 |  | n/a
Xcel Energy | 85 | 13781 | IOU | 3304454 | 9 | Solar |  |  | Withdrawn | Lino Lakes | Protected Data | Protected Data | Protected Data | Residential | Solar* Rewards | 2019 |  | n/a
Xcel Energy | 85 | 13781 | IOU | 3304902 | 9 | Solar |  |  | Withdrawn | Roseville | Protected Data | Protected Data | Protected Data | Residential | Solar* Rewards | 2019 |  | n/a
Xcel Energy | 85 | 13781 | IOU | 3304953 | 2 | Solar |  |  | Withdrawn | Woodbury | Protected Data | Protected Data | Protected Data | Residential | Solar* Rewards | 2019 |  | n/a
Xcel Energy | 85 | 13781 | IOU | 3305118 | 17 | Solar |  |  | Withdrawn | Waterville | Protected Data | Protected Data | Protected Data | Residential | Solar* Rewards | 2019 |  | n/a
Xcel Energy | 85 | 13781 | IOU | 3305504 | 10 | Solar |  |  | Withdrawn | North Oaks | Protected Data | Protected Data | Protected Data | Residential | Solar* Rewards | 2019 |  | n/a
Xcel Energy | 85 | 13781 | IOU | 3306411 | 19 | Solar |  |  | Withdrawn | Saint Paul | Protected Data | Protected Data | Protected Data | Residential | Solar* Rewards | 2019 |  | n/a
Xcel Energy | 85 | 13781 | IOU | 3306689 | 5 | Solar |  |  | Withdrawn | Minneapolis | Protected Data | Protected Data | Protected Data | Residential | Solar* Rewards | 2019 |  | n/a
Xcel Energy | 85 | 13781 | IOU | 3318006 | 6 | Solar |  |  | Withdrawn | Saint Paul | Protected Data | Protected Data | Protected Data | Residential | Solar* Rewards | 2019 |  | n/a
Xcel Energy | 85 | 13781 | IOU | 3318666 | 12 | Solar |  |  | Withdrawn | Rosemount | Protected Data | Protected Data | Protected Data | Residential | Solar* Rewards | 2019 |  | n/a
Xcel Energy | 85 | 13781 | IOU | 3319355 | 0 | Solar |  |  | Withdrawn | Mayer | Protected Data | Protected Data | Protected Data | Residential | Solar* Rewards | 2019 |  | n/a
Xcel Energy | 85 | 13781 | IOU | 3320321 | 6 | Solar |  |  | Withdrawn | New Brighton | Protected Data | Protected Data | Protected Data | Residential | Solar* Rewards | 2019 |  | n/a
Xcel Energy | 85 | 13781 | IOU | 3320431 | 8 | Solar |  |  | Withdrawn | Saint Paul | Protected Data | Protected Data | Protected Data | Residential | Solar* Rewards | 2019 |  | n/a
Xcel Energy | 85 | 13781 | IOU | 3324372 | 0 | Solar |  |  | Withdrawn | Northfield | Protected Data | Protected Data | Protected Data | Residential | Solar* Rewards | 2019 |  | n/a
Xcel Energy | 85 | 13781 | IOU | 3324373 | 10 | Solar |  |  | Withdrawn | Northfield | Protected Data | Protected Data | Protected Data | Residential | Solar* Rewards | 2019 |  | n/a
Xcel Energy | 85 | 13781 | IOU | 3328701 | 4 | Solar |  |  | Withdrawn | Saint Paul | Protected Data | Protected Data | Protected Data | Residential | Solar* Rewards | 2019 |  | n/a
Xcel Energy | 85 | 13781 | IOU | 3329402 | 11 | Solar |  |  | Withdrawn | Mantorville | Protected Data | Protected Data | Protected Data | Residential | Solar* Rewards | 2019 |  | n/a
Xcel Energy | 85 | 13781 | IOU | 3331391 | 0 | Solar |  |  | Withdrawn | Bloomington | Protected Data | Protected Data | Protected Data | Residential | Solar* Rewards | 2019 |  | n/a
Xcel Energy | 85 | 13781 | IOU | 3334192 | 0 | Solar |  |  | Withdrawn | Marine On Saint Croix | Protected Data | Protected Data | Protected Data | Commercial | Solar* Rewards | 2019 |  | n/a
Xcel Energy | 85 | 13781 | IOU | 3334688 | 5 | Solar |  |  | Withdrawn | Minneapolis | Protected Data | Protected Data | Protected Data | Residential | Solar* Rewards | 2019 |  | n/a
Xcel Energy | 85 | 13781 | IOU | 3336263 | 0 | Storage |  | X | Withdrawn | Lake Elmo | Protected Data | Protected Data | Protected Data | Residential | Solar* Rewards | 2019 |  | n/a
Xcel Energy | 85 | 13781 | IOU | 3336378 | 15 | Solar |  |  | Withdrawn | Woodbury | Protected Data | Protected Data | Protected Data | Residential | Solar* Rewards | 2019 |  | n/a
Xcel Energy | 85 | 13781 | IOU | 3336460 | 0 | Solar |  |  | Withdrawn | Hopkins | Protected Data | Protected Data | Protected Data | Residential | Solar* Rewards | 2019 |  | n/a
Xcel Energy | 85 | 13781 | IOU | 3336951 | 0 | Solar |  |  | Withdrawn | Edina | Protected Data | Protected Data | Protected Data | Residential | Solar* Rewards | 2019 |  | n/a
Xcel Energy | 85 | 13781 | IOU | 3337936 | 0 | Solar |  |  | Withdrawn | Chisago City | Protected Data | Protected Data | Protected Data | Residential | Solar* Rewards | 2019 |  | n/a
Xcel Energy | 85 | 13781 | IOU | 3337937 | 13 | Solar |  |  | Withdrawn | Chisago City | Protected Data | Protected Data | Protected Data | Residential | Solar* Rewards | 2019 |  | n/a
Xcel Energy | 85 | 13781 | IOU | 3339394 | 27 | Solar |  |  | Withdrawn | Columbia Heights | Protected Data | Protected Data | Protected Data | Commercial | Solar* Rewards | 2019 |  | n/a
Xcel Energy | 85 | 13781 | IOU | 3339413 | 13 | Solar |  |  | Withdrawn | Minnetonka | Protected Data | Protected Data | Protected Data | Residential | Solar* Rewards | 2019 |  | n/a
Xcel Energy | 85 | 13781 | IOU | 3339465 | 27 | Solar |  |  | Withdrawn | Columbia Heights | Protected Data | Protected Data | Protected Data | Commercial | Solar* Rewards | 2019 |  | n/a
Xcel Energy | 85 | 13781 | IOU | 3339568 | 0 | Storage |  | X | Withdrawn | Saint Cloud | Protected Data | Protected Data | Protected Data | Residential | Solar* Rewards | 2019 |  | n/a
Xcel Energy | 85 | 13781 | IOU | 3339604 | 54 | Solar |  |  | Withdrawn | Minneapolis | Protected Data | Protected Data | Protected Data | Commercial | Solar* Rewards | 2019 |  | n/a
Xcel Energy | 85 | 13781 | IOU | 3340720 | 0 | Solar |  |  | Withdrawn | Minneapolis | Protected Data | Protected Data | Protected Data | Residential | Solar* Rewards | 2019 |  | n/a
Xcel Energy | 85 | 13781 | IOU | 3340722 | 6 | Solar |  |  | Withdrawn | Minneapolis | Protected Data | Protected Data | Protected Data | Residential | Solar* Rewards | 2019 |  | n/a
Xcel Energy | 85 | 13781 | IOU | 3341140 | 9 | Solar |  |  | Withdrawn | Edina | Protected Data | Protected Data | Protected Data | Residential | Solar* Rewards | 2019 |  | n/a
Xcel Energy | 85 | 13781 | IOU | 3341458 | 18 | Solar |  |  | Withdrawn | Minneapolis | Protected Data | Protected Data | Protected Data | Commercial | Solar* Rewards | 2019 |  | n/a
Xcel Energy | 85 | 13781 | IOU | 3341637 | 4 | Solar |  |  | Withdrawn | Saint Paul | Protected Data | Protected Data | Protected Data | Residential | Solar* Rewards | 2019 |  | n/a
Xcel Energy | 85 | 13781 | IOU | 3341647 | 7 | Solar |  |  | Withdrawn | Pine Island | Protected Data | Protected Data | Protected Data | Residential | Solar* Rewards | 2019 |  | n/a
Xcel Energy | 85 | 13781 | IOU | 3341675 | 26 | Solar |  |  | Withdrawn | Minneapolis | Protected Data | Protected Data | Protected Data | Commercial | Solar* Rewards | 2019 |  | n/a
Xcel Energy | 85 | 13781 | IOU | 3341827 | 14 | Solar |  |  | Withdrawn | Minneapolis | Protected Data | Protected Data | Protected Data | Commercial | Solar* Rewards | 2019 |  | n/a
Xcel Energy | 85 | 13781 | IOU | 3341878 | 25 | Solar |  |  | Withdrawn | Minneapolis | Protected Data | Protected Data | Protected Data | Commercial | Solar* Rewards | 2019 |  | n/a
Xcel Energy | 85 | 13781 | IOU | 3341903 | 49 | Solar |  |  | Withdrawn | Minneapolis | Protected Data | Protected Data | Protected Data | Commercial | Solar* Rewards | 2019 |  | n/a
Xcel Energy | 85 | 13781 | IOU | 3342131 | 51 | Solar |  |  | Withdrawn | Minneapolis | Protected Data | Protected Data | Protected Data | Commercial | Solar* Rewards | 2019 |  | n/a
Xcel Energy | 85 | 13781 | IOU | 3342155 | 32 | Solar |  |  | Withdrawn | Minneapolis | Protected Data | Protected Data | Protected Data | Commercial | Solar* Rewards | 2019 |  | n/a
Xcel Energy | 85 | 13781 | IOU | 3342171 | 27 | Solar |  |  | Withdrawn | Minneapolis | Protected Data | Protected Data | Protected Data | Commercial | Solar* Rewards | 2019 |  | n/a
Xcel Energy | 85 | 13781 | IOU | 3343074 | 8 | Solar |  |  | Withdrawn | Maplewood | Protected Data | Protected Data | Protected Data | Residential | Solar* Rewards | 2019 |  | n/a
Xcel Energy | 85 | 13781 | IOU | 3343495 | 4 | Solar |  |  | Withdrawn | New Brighton | Protected Data | Protected Data | Protected Data | Residential | Solar* Rewards | 2019 |  | n/a
Xcel Energy | 85 | 13781 | IOU | 3346821 | 8 | Solar |  |  | Withdrawn | Minneapolis | Protected Data | Protected Data | Protected Data | Residential | Solar* Rewards | 2019 |  | n/a
Xcel Energy | 85 | 13781 | IOU | 3347636 | 15 | Solar |  |  | Withdrawn | Golden Valley | Protected Data | Protected Data | Protected Data | Residential | Solar* Rewards | 2019 |  | n/a
Xcel Energy | 85 | 13781 | IOU | 3349304 | 6 | Solar |  |  | Withdrawn | Minneapolis | Protected Data | Protected Data | Protected Data | Residential | Solar* Rewards | 2019 |  | n/a
Xcel Energy | 85 | 13781 | IOU | 3349724 | 48 | Solar |  |  | Withdrawn | Minneapolis | Protected Data | Protected Data | Protected Data | Commercial | Solar* Rewards | 2019 |  | n/a
Xcel Energy | 85 | 13781 | IOU | 3350128 | 0 | Solar |  |  | Withdrawn | Fridley | Protected Data | Protected Data | Protected Data | Commercial | Solar* Rewards | 2019 |  | n/a
Xcel Energy | 85 | 13781 | IOU | 3350129 | 584 | Solar |  |  | Withdrawn | Fridley | Protected Data | Protected Data | Protected Data | Commercial | Solar* Rewards | 2019 |  | n/a
Xcel Energy | 85 | 13781 | IOU | 3350554 | 0 | Solar |  |  | Withdrawn | Saint Paul | Protected Data | Protected Data | Protected Data | Residential | Solar* Rewards | 2019 |  | n/a
Xcel Energy | 85 | 13781 | IOU | 3350623 | 8 | Solar |  |  | Withdrawn | Minnetonka | Protected Data | Protected Data | Protected Data | Residential | Solar* Rewards | 2019 |  | n/a
Xcel Energy | 85 | 13781 | IOU | 3352775 | 11 | Solar |  |  | Withdrawn | Minneapolis | Protected Data | Protected Data | Protected Data | Residential | Solar* Rewards | 2019 |  | n/a
Xcel Energy | 85 | 13781 | IOU | 3355384 | 6 | Solar |  |  | Withdrawn | Lino Lakes | Protected Data | Protected Data | Protected Data | Residential | Solar* Rewards | 2019 |  | n/a
Xcel Energy | 85 | 13781 | IOU | 3357794 | 0 | Solar |  |  | Withdrawn | Minneapolis | Protected Data | Protected Data | Protected Data | Residential | Solar* Rewards | 2019 |  | n/a
Xcel Energy | 85 | 13781 | IOU | 3358966 | 8 | Solar |  |  | Withdrawn | Minneapolis | Protected Data | Protected Data | Protected Data | Residential | Solar* Rewards | 2019 |  | n/a
Xcel Energy | 85 | 13781 | IOU | 3358986 | 16 | Solar |  |  | Withdrawn | Vadnais Heights | Protected Data | Protected Data | Protected Data | Residential | Solar* Rewards | 2019 |  | n/a
Xcel Energy | 85 | 13781 | IOU | 3362932 | 20 | Solar |  |  | Withdrawn | Dodge Center | Protected Data | Protected Data | Protected Data | Residential | Solar* Rewards | 2019 |  | n/a
Xcel Energy | 85 | 13781 | IOU | 3363093 | 0 | Solar |  |  | Withdrawn | Dodge Center | Protected Data | Protected Data | Protected Data | Residential | Solar* Rewards | 2019 |  | n/a
Xcel Energy | 85 | 13781 | IOU | 3363108 | 13 | Solar |  |  | Withdrawn | Dodge Center | Protected Data | Protected Data | Protected Data | Residential | Solar* Rewards | 2019 |  | n/a
Xcel Energy | 85 | 13781 | IOU | 3363309 | 7 | Solar |  |  | Withdrawn | Mounds View | Protected Data | Protected Data | Protected Data | Residential | Solar* Rewards | 2019 |  | n/a
Xcel Energy | 85 | 13781 | IOU | 3363332 | 11 | Solar |  |  | Withdrawn | Lake Elmo | Protected Data | Protected Data | Protected Data | Residential | Solar* Rewards | 2019 |  | n/a
Xcel Energy | 85 | 13781 | IOU | 3366916 | 11 | Solar |  |  | Withdrawn | Waseca | Protected Data | Protected Data | Protected Data | Residential | Solar* Rewards | 2019 |  | n/a
Xcel Energy | 85 | 13781 | IOU | 3373049 | 0 | Solar |  |  | Withdrawn | Saint Paul | Protected Data | Protected Data | Protected Data | Residential | Solar* Rewards | 2019 |  | n/a
Xcel Energy | 85 | 13781 | IOU | 3374495 | 0 | Solar |  |  | Withdrawn | Minneapolis | Protected Data | Protected Data | Protected Data | Residential | Solar* Rewards | 2019 |  | n/a
Xcel Energy | 85 | 13781 | IOU | 3387290 | 407 | Solar |  |  | Withdrawn | Edina | Protected Data | Protected Data | Protected Data | Commercial | Solar* Rewards | 2019 |  | n/a
Xcel Energy | 85 | 13781 | IOU | 3387980 | 80 | Solar |  |  | Withdrawn | Arden Hills | Protected Data | Protected Data | Protected Data | Commercial | Solar* Rewards | 2019 |  | n/a
Xcel Energy | 85 | 13781 | IOU | 3390084 | 0 | Solar |  |  | Withdrawn | Chanhassen | Protected Data | Protected Data | Protected Data | Residential | Solar* Rewards | 2019 |  | n/a
Xcel Energy | 85 | 13781 | IOU | 3390086 | 8 | Solar |  |  | Withdrawn | Chanhassen | Protected Data | Protected Data | Protected Data | Residential | Solar* Rewards | 2019 |  | n/a
Xcel Energy | 85 | 13781 | IOU | 3390601 | 0 | Solar |  |  | Withdrawn | Richfield | Protected Data | Protected Data | Protected Data | Commercial | Solar* Rewards | 2019 |  | n/a
Xcel Energy | 85 | 13781 | IOU | 3390608 | 0 | Solar |  |  | Withdrawn | Lake Elmo | Protected Data | Protected Data | Protected Data | Residential | Solar* Rewards | 2019 |  | n/a
Xcel Energy | 85 | 13781 | IOU | 3393760 | 7 | Solar |  |  | Withdrawn | Saint Paul | Protected Data | Protected Data | Protected Data | Residential | Solar* Rewards | 2019 |  | n/a
Xcel Energy | 85 | 13781 | IOU | 3397745 | 305 | Solar |  |  | Withdrawn | Minneapolis | Protected Data | Protected Data | Protected Data | Commercial | Solar* Rewards | 2019 |  | n/a
Xcel Energy | 85 | 13781 | IOU | 3400016 | 5 | Solar |  |  | Withdrawn | Minneapolis | Protected Data | Protected Data | Protected Data | Residential | Solar* Rewards | 2019 |  | n/a
Xcel Energy | 85 | 13781 | IOU | 3400461 | 11 | Solar |  |  | Withdrawn | Lino Lakes | Protected Data | Protected Data | Protected Data | Residential | Solar* Rewards | 2019 |  | n/a
Xcel Energy | 85 | 13781 | IOU | 3400493 | 12 | Solar |  |  | Withdrawn | Saint Paul | Protected Data | Protected Data | Protected Data | Residential | Solar* Rewards | 2019 |  | n/a
Xcel Energy | 85 | 13781 | IOU | 3400525 | 0 | Solar |  |  | Withdrawn | Lino Lakes | Protected Data | Protected Data | Protected Data | Residential | Solar* Rewards | 2019 |  | n/a
Xcel Energy | 85 | 13781 | IOU | 3400651 | 10 | Solar |  |  | Withdrawn | Woodbury | Protected Data | Protected Data | Protected Data | Residential | Solar* Rewards | 2019 |  | n/a
Xcel Energy | 85 | 13781 | IOU | 3400770 | 5 | Solar |  |  | Withdrawn | Northfield | Protected Data | Protected Data | Protected Data | Residential | Solar* Rewards | 2019 |  | n/a
Xcel Energy | 85 | 13781 | IOU | 3401672 | 9 | Solar |  |  | Withdrawn | Golden Valley | Protected Data | Protected Data | Protected Data | Residential | Solar* Rewards | 2019 |  | n/a
Xcel Energy | 85 | 13781 | IOU | 3404114 | 7 | Solar |  |  | Withdrawn | Woodbury | Protected Data | Protected Data | Protected Data | Residential | Solar* Rewards | 2019 |  | n/a
Xcel Energy | 85 | 13781 | IOU | 3404180 | 5 | Solar |  |  | Withdrawn | Saint Paul | Protected Data | Protected Data | Protected Data | Residential | Solar* Rewards | 2019 |  | n/a
Xcel Energy | 85 | 13781 | IOU | 3404455 | 6 | Solar |  |  | Withdrawn | Golden Valley | Protected Data | Protected Data | Protected Data | Residential | Solar* Rewards | 2019 |  | n/a
Xcel Energy | 85 | 13781 | IOU | 3404588 | 10 | Solar |  |  | Withdrawn | Montrose | Protected Data | Protected Data | Protected Data | Residential | Solar* Rewards | 2019 |  | n/a
Xcel Energy | 85 | 13781 | IOU | 3405100 | 5 | Solar |  |  | Withdrawn | Maple Grove | Protected Data | Protected Data | Protected Data | Residential | Solar* Rewards | 2019 |  | n/a
Xcel Energy | 85 | 13781 | IOU | 3406860 | 13 | Solar |  |  | Withdrawn | Saint Paul | Protected Data | Protected Data | Protected Data | Residential | Solar* Rewards | 2019 |  | n/a
Xcel Energy | 85 | 13781 | IOU | 3406973 | 3 | Solar |  |  | Withdrawn | Minneapolis | Protected Data | Protected Data | Protected Data | Residential | Solar* Rewards | 2019 |  | n/a
Xcel Energy | 85 | 13781 | IOU | 3410502 | 6 | Solar |  |  | Withdrawn | Avon | Protected Data | Protected Data | Protected Data | Residential | Solar* Rewards | 2019 |  | n/a
Xcel Energy | 85 | 13781 | IOU | 3410520 | 7 | Solar |  |  | Withdrawn | Pine Island | Protected Data | Protected Data | Protected Data | Residential | Solar* Rewards | 2019 |  | n/a
Xcel Energy | 85 | 13781 | IOU | 3410781 | 3 | Solar |  |  | Withdrawn | Edina | Protected Data | Protected Data | Protected Data | Commercial | Solar* Rewards | 2019 |  | n/a
Xcel Energy | 85 | 13781 | IOU | 3411364 | 9 | Solar |  |  | Withdrawn | Brooklyn Center | Protected Data | Protected Data | Protected Data | Residential | Solar* Rewards | 2019 |  | n/a
Xcel Energy | 85 | 13781 | IOU | 3412288 | 7 | Solar |  |  | Withdrawn | Minneapolis | Protected Data | Protected Data | Protected Data | Residential | Solar* Rewards | 2019 |  | n/a
Xcel Energy | 85 | 13781 | IOU | 3413599 | 6 | Solar |  |  | Withdrawn | Centerville | Protected Data | Protected Data | Protected Data | Residential | Solar* Rewards | 2019 |  | n/a
Xcel Energy | 85 | 13781 | IOU | 3414093 | 16 | Solar |  |  | Withdrawn | Montrose | Protected Data | Protected Data | Protected Data | Residential | Solar* Rewards | 2019 |  | n/a
Xcel Energy | 85 | 13781 | IOU | 3414108 | 0 | Solar |  |  | Withdrawn | Minneapolis | Protected Data | Protected Data | Protected Data | Residential | Solar* Rewards | 2019 |  | n/a
Xcel Energy | 85 | 13781 | IOU | 3414109 | 8 | Solar |  |  | Withdrawn | Minneapolis | Protected Data | Protected Data | Protected Data | Residential | Solar* Rewards | 2019 |  | n/a
Xcel Energy | 85 | 13781 | IOU | 3414132 | 0 | Solar |  |  | Withdrawn | Minneapolis | Protected Data | Protected Data | Protected Data | Residential | Solar* Rewards | 2019 |  | n/a
Xcel Energy | 85 | 13781 | IOU | 3414134 | 5 | Solar |  |  | Withdrawn | Minneapolis | Protected Data | Protected Data | Protected Data | Residential | Solar* Rewards | 2019 |  | n/a
Xcel Energy | 85 | 13781 | IOU | 3414152 | 5 | Solar |  |  | Withdrawn | Minneapolis | Protected Data | Protected Data | Protected Data | Residential | Solar* Rewards | 2019 |  | n/a
Xcel Energy | 85 | 13781 | IOU | 3414198 | 7 | Solar |  |  | Withdrawn | Edina | Protected Data | Protected Data | Protected Data | Residential | Solar* Rewards | 2019 |  | n/a
Xcel Energy | 85 | 13781 | IOU | 3416206 | 0 | Solar |  |  | Withdrawn | Afton | Protected Data | Protected Data | Protected Data | Residential | Solar* Rewards | 2019 |  | n/a
Xcel Energy | 85 | 13781 | IOU | 3418495 | 12 | Solar |  |  | Withdrawn | Minneapolis | Protected Data | Protected Data | Protected Data | Residential | Solar* Rewards | 2019 |  | n/a
Xcel Energy | 85 | 13781 | IOU | 3418739 | 0 | Solar |  |  | Withdrawn | Stillwater | Protected Data | Protected Data | Protected Data | Residential | Solar* Rewards | 2019 |  | n/a
Xcel Energy | 85 | 13781 | IOU | 3420558 | 5 | Solar |  |  | Withdrawn | Wayzata | Protected Data | Protected Data | Protected Data | Residential | Solar* Rewards | 2019 |  | n/a
Xcel Energy | 85 | 13781 | IOU | 3420808 | 12 | Solar |  |  | Withdrawn | Montrose | Protected Data | Protected Data | Protected Data | Residential | Solar* Rewards | 2019 |  | n/a
Xcel Energy | 85 | 13781 | IOU | 3423629 | 4 | Solar |  |  | Withdrawn | Maple Grove | Protected Data | Protected Data | Protected Data | Residential | Solar* Rewards | 2019 |  | n/a
Xcel Energy | 85 | 13781 | IOU | 3423632 | 8 | Solar |  |  | Withdrawn | Saint Michael | Protected Data | Protected Data | Protected Data | Residential | Solar* Rewards | 2019 |  | n/a
Xcel Energy | 85 | 13781 | IOU | 3423635 | 7 | Solar |  |  | Withdrawn | Minneapolis | Protected Data | Protected Data | Protected Data | Residential | Solar* Rewards | 2019 |  | n/a
Xcel Energy | 85 | 13781 | IOU | 3424555 | 0 | Solar |  |  | Withdrawn | Stillwater | Protected Data | Protected Data | Protected Data | Residential | Solar* Rewards | 2019 |  | n/a
Xcel Energy | 85 | 13781 | IOU | 3424837 | 111 | Solar |  |  | Withdrawn | Minneapolis | Protected Data | Protected Data | Protected Data | Commercial | Solar* Rewards | 2019 |  | n/a
Xcel Energy | 85 | 13781 | IOU | 3424875 | 0 | Solar |  |  | Withdrawn | Minnetonka | Protected Data | Protected Data | Protected Data | Residential | Solar* Rewards | 2019 |  | n/a
Xcel Energy | 85 | 13781 | IOU | 3424885 | 4 | Solar |  |  | Withdrawn | Hopkins | Protected Data | Protected Data | Protected Data | Residential | Solar* Rewards | 2019 |  | n/a
Xcel Energy | 85 | 13781 | IOU | 3425113 | 0 | Solar |  |  | Withdrawn | Saint Paul | Protected Data | Protected Data | Protected Data | Residential | Solar* Rewards | 2019 |  | n/a
Xcel Energy | 85 | 13781 | IOU | 3426855 | 0 | Solar |  |  | Withdrawn | Saint Paul | Protected Data | Protected Data | Protected Data | Residential | Solar* Rewards | 2019 |  | n/a
Xcel Energy | 85 | 13781 | IOU | 3427437 | 0 | Solar |  |  | Withdrawn | Wabasha | Protected Data | Protected Data | Protected Data | Residential | Solar* Rewards | 2019 |  | n/a
Xcel Energy | 85 | 13781 | IOU | 3428065 | 8 | Solar |  |  | Withdrawn | Edina | Protected Data | Protected Data | Protected Data | Residential | Solar* Rewards | 2019 |  | n/a
Xcel Energy | 85 | 13781 | IOU | 3429692 | 0 | Solar |  |  | Withdrawn | Saint Paul | Protected Data | Protected Data | Protected Data | Residential | Solar* Rewards | 2019 |  | n/a
Xcel Energy | 85 | 13781 | IOU | 3429693 | 0 | Solar |  |  | Withdrawn | Saint Paul | Protected Data | Protected Data | Protected Data | Residential | Solar* Rewards | 2019 |  | n/a
Xcel Energy | 85 | 13781 | IOU | 3430080 | 0 | Solar |  |  | Withdrawn | Saint Paul | Protected Data | Protected Data | Protected Data | Residential | Solar* Rewards | 2019 |  | n/a
Xcel Energy | 85 | 13781 | IOU | 3430083 | 0 | Solar |  |  | Withdrawn | Saint Paul | Protected Data | Protected Data | Protected Data | Residential | Solar* Rewards | 2019 |  | n/a
Xcel Energy | 85 | 13781 | IOU | 3430084 | 0 | Solar |  |  | Withdrawn | Saint Paul | Protected Data | Protected Data | Protected Data | Residential | Solar* Rewards | 2019 |  | n/a
Xcel Energy | 85 | 13781 | IOU | 3430897 | 7 | Solar |  |  | Withdrawn | Roseville | Protected Data | Protected Data | Protected Data | Residential | Solar* Rewards | 2019 |  | n/a
Xcel Energy | 85 | 13781 | IOU | 3431971 | 11 | Solar |  |  | Withdrawn | Columbia Heights | Protected Data | Protected Data | Protected Data | Residential | Solar* Rewards | 2019 |  | n/a
Xcel Energy | 85 | 13781 | IOU | 3440452 | 7 | Solar |  |  | Withdrawn | Minneapolis | Protected Data | Protected Data | Protected Data | Residential | Solar* Rewards | 2019 |  | n/a
Xcel Energy | 85 | 13781 | IOU | 3440768 | 8 | Solar |  |  | Withdrawn | Saint Michael | Protected Data | Protected Data | Protected Data | Residential | Solar* Rewards | 2019 |  | n/a
Xcel Energy | 85 | 13781 | IOU | 3441252 | 6 | Solar |  |  | Withdrawn | Stillwater | Protected Data | Protected Data | Protected Data | Commercial | Solar* Rewards | 2019 |  | n/a
Xcel Energy | 85 | 13781 | IOU | 3441472 | 39 | Solar |  |  | Withdrawn | Saint Cloud | Protected Data | Protected Data | Protected Data | Commercial | Solar* Rewards | 2019 |  | n/a
Xcel Energy | 85 | 13781 | IOU | 3441737 | 29 | Solar |  |  | Withdrawn | Butterfield | Protected Data | Protected Data | Protected Data | Commercial | Solar* Rewards | 2019 |  | n/a
Xcel Energy | 85 | 13781 | IOU | 3441989 | 0 | Solar |  |  | Withdrawn | Columbia Heights | Protected Data | Protected Data | Protected Data | Residential | Solar* Rewards | 2019 |  | n/a
Xcel Energy | 85 | 13781 | IOU | 3441990 | 0 | Solar |  |  | Withdrawn | Columbia Heights | Protected Data | Protected Data | Protected Data | Residential | Solar* Rewards | 2019 |  | n/a
Xcel Energy | 85 | 13781 | IOU | 3441991 | 4 | Solar |  |  | Withdrawn | Columbia Heights | Protected Data | Protected Data | Protected Data | Residential | Solar* Rewards | 2019 |  | n/a
Xcel Energy | 85 | 13781 | IOU | 3442050 | 4 | Solar |  |  | Withdrawn | Minneapolis | Protected Data | Protected Data | Protected Data | Residential | Solar* Rewards | 2019 |  | n/a
Xcel Energy | 85 | 13781 | IOU | 3443029 | 793 | Solar |  |  | Withdrawn | Fridley | Protected Data | Protected Data | Protected Data | Commercial | Solar* Rewards | 2019 |  | n/a
Xcel Energy | 85 | 13781 | IOU | 3443498 | 285 | Solar |  |  | Withdrawn | Minneapolis | Protected Data | Protected Data | Protected Data | Commercial | Solar* Rewards | 2019 |  | n/a
Xcel Energy | 85 | 13781 | IOU | 3445912 | 5 | Solar |  |  | Withdrawn | Lindstrom | Protected Data | Protected Data | Protected Data | Residential | Solar* Rewards | 2019 |  | n/a
Xcel Energy | 85 | 13781 | IOU | 3446030 | 3 | Solar |  |  | Withdrawn | Minneapolis | Protected Data | Protected Data | Protected Data | Residential | Solar* Rewards | 2019 |  | n/a
Xcel Energy | 85 | 13781 | IOU | 3446102 | 0 | Solar |  |  | Withdrawn | Golden Valley | Protected Data | Protected Data | Protected Data | Residential | Solar* Rewards | 2019 |  | n/a
Xcel Energy | 85 | 13781 | IOU | 3446234 | 5 | Solar |  |  | Withdrawn | Minneapolis | Protected Data | Protected Data | Protected Data | Residential | Solar* Rewards | 2019 |  | n/a
Xcel Energy | 85 | 13781 | IOU | 3446473 | 5 | Solar |  |  | Withdrawn | Minneapolis | Protected Data | Protected Data | Protected Data | Residential | Solar* Rewards | 2019 |  | n/a
Xcel Energy | 85 | 13781 | IOU | 3446584 | 5 | Solar |  |  | Withdrawn | Saint Paul | Protected Data | Protected Data | Protected Data | Residential | Solar* Rewards | 2019 |  | n/a
Xcel Energy | 85 | 13781 | IOU | 3446719 | 20 | Solar |  |  | Withdrawn | Fridley | Protected Data | Protected Data | Protected Data | Commercial | Solar* Rewards | 2019 |  | n/a
Xcel Energy | 85 | 13781 | IOU | 3446828 | 5 | Solar |  |  | Withdrawn | Crystal | Protected Data | Protected Data | Protected Data | Residential | Solar* Rewards | 2019 |  | n/a
Xcel Energy | 85 | 13781 | IOU | 3446945 | 4 | Solar |  |  | Withdrawn | Northfield | Protected Data | Protected Data | Protected Data | Commercial | Solar* Rewards | 2019 |  | n/a
Xcel Energy | 85 | 13781 | IOU | 3446949 | 246 | Solar |  |  | Withdrawn | Minneapolis | Protected Data | Protected Data | Protected Data | Commercial | Solar* Rewards | 2019 |  | n/a
Xcel Energy | 85 | 13781 | IOU | 3450621 | 9 | Solar |  |  | Withdrawn | Minneapolis | Protected Data | Protected Data | Protected Data | Residential | Solar* Rewards | 2019 |  | n/a
Xcel Energy | 85 | 13781 | IOU | 3450643 | 7 | Solar |  |  | Withdrawn | Farmington | Protected Data | Protected Data | Protected Data | Residential | Solar* Rewards | 2019 |  | n/a
Xcel Energy | 85 | 13781 | IOU | 3450809 | 11 | Solar |  |  | Withdrawn | North Oaks | Protected Data | Protected Data | Protected Data | Residential | Solar* Rewards | 2019 |  | n/a
Xcel Energy | 85 | 13781 | IOU | 3451013 | 9 | Solar |  |  | Withdrawn | Minneapolis | Protected Data | Protected Data | Protected Data | Residential | Solar* Rewards | 2019 |  | n/a
Xcel Energy | 85 | 13781 | IOU | 3451078 | 5 | Solar |  |  | Withdrawn | Minneapolis | Protected Data | Protected Data | Protected Data | Residential | Solar* Rewards | 2019 |  | n/a
Xcel Energy | 85 | 13781 | IOU | 3451799 | 4 | Solar |  |  | Withdrawn | Saint Paul | Protected Data | Protected Data | Protected Data | Residential | Solar* Rewards | 2019 |  | n/a
Xcel Energy | 85 | 13781 | IOU | 3452408 | 52 | Solar |  |  | Withdrawn | New Hope | Protected Data | Protected Data | Protected Data | Commercial | Solar* Rewards | 2019 |  | n/a
Xcel Energy | 85 | 13781 | IOU | 3452472 | 8 | Solar |  |  | Withdrawn | Plymouth | Protected Data | Protected Data | Protected Data | Residential | Solar* Rewards | 2019 |  | n/a
Xcel Energy | 85 | 13781 | IOU | 3460833 | 19 | Solar |  |  | Withdrawn | New Hope | Protected Data | Protected Data | Protected Data | Commercial | Solar* Rewards | 2019 |  | n/a
Xcel Energy | 85 | 13781 | IOU | 3464541 | 23 | Solar |  |  | Withdrawn | New Hope | Protected Data | Protected Data | Protected Data | Commercial | Solar* Rewards | 2019 |  | n/a
Xcel Energy | 85 | 13781 | IOU | 3465194 | 11 | Solar |  |  | Withdrawn | New Hope | Protected Data | Protected Data | Protected Data | Commercial | Solar* Rewards | 2019 |  | n/a
Xcel Energy | 85 | 13781 | IOU | 3465429 | 6 | Solar |  |  | Withdrawn | Marine On Saint Croix | Protected Data | Protected Data | Protected Data | Residential | Solar* Rewards | 2019 |  | n/a
Xcel Energy | 85 | 13781 | IOU | 3465989 | 19 | Solar |  |  | Withdrawn | Edina | Protected Data | Protected Data | Protected Data | Residential | Solar* Rewards | 2019 |  | n/a
Xcel Energy | 85 | 13781 | IOU | 3474720 | 9 | Solar |  |  | Withdrawn | Shorewood | Protected Data | Protected Data | Protected Data | Residential | Solar* Rewards | 2019 |  | n/a
Xcel Energy | 85 | 13781 | IOU | 3476926 | 6 | Solar |  |  | Withdrawn | Crystal | Protected Data | Protected Data | Protected Data | Residential | Solar* Rewards | 2019 |  | n/a
Xcel Energy | 85 | 13781 | IOU | 3477819 | 9 | Solar |  |  | Withdrawn | Orono | Protected Data | Protected Data | Protected Data | Residential | Solar* Rewards | 2019 |  | n/a
Xcel Energy | 85 | 13781 | IOU | 3478619 | 52 | Solar |  |  | Withdrawn | Minneapolis | Protected Data | Protected Data | Protected Data | Commercial | Solar* Rewards | 2019 |  | n/a
Xcel Energy | 85 | 13781 | IOU | 3478644 | 4 | Solar |  |  | Withdrawn | Minneapolis | Protected Data | Protected Data | Protected Data | Residential | Solar* Rewards | 2019 |  | n/a
Xcel Energy | 85 | 13781 | IOU | 3478659 | 52 | Solar |  |  | Withdrawn | Minneapolis | Protected Data | Protected Data | Protected Data | Commercial | Solar* Rewards | 2019 |  | n/a
Xcel Energy | 85 | 13781 | IOU | 3478686 | 52 | Solar |  |  | Withdrawn | Minneapolis | Protected Data | Protected Data | Protected Data | Commercial | Solar* Rewards | 2019 |  | n/a
Xcel Energy | 85 | 13781 | IOU | 3479428 | 0 | Solar |  |  | Withdrawn | Saint Paul | Protected Data | Protected Data | Protected Data | Residential | Solar* Rewards | 2019 |  | n/a
Xcel Energy | 85 | 13781 | IOU | 3479438 | 10 | Solar |  |  | Withdrawn | Minneapolis | Protected Data | Protected Data | Protected Data | Residential | Solar* Rewards | 2019 |  | n/a
Xcel Energy | 85 | 13781 | IOU | 3480968 | 39 | Solar |  |  | Withdrawn | Minneapolis | Protected Data | Protected Data | Protected Data | Commercial | Solar* Rewards | 2019 |  | n/a
Xcel Energy | 85 | 13781 | IOU | 3481012 | 3 | Solar |  |  | Withdrawn | Minneapolis | Protected Data | Protected Data | Protected Data | Residential | Solar* Rewards | 2019 |  | n/a
Xcel Energy | 85 | 13781 | IOU | 3481245 | 0 | Solar |  |  | Withdrawn | Saint Paul | Protected Data | Protected Data | Protected Data | Commercial | Solar* Rewards | 2019 |  | n/a
Xcel Energy | 85 | 13781 | IOU | 3492816 | 1000 | Solar |  |  | Withdrawn | Goodhue | Protected Data | Protected Data | Protected Data | Community Solar Garden | Solar* Rewards Community | 2019 |  | n/a
Xcel Energy | 85 | 13781 | IOU | 3494911 | 1000 | Solar |  |  | Withdrawn | Morristown | Protected Data | Protected Data | Protected Data | Community Solar Garden | Solar* Rewards Community | 2020 |  | n/a
Xcel Energy | 85 | 13781 | IOU | 3516372 | 0 | Solar |  |  | Withdrawn |  | Protected Data | Protected Data | Protected Data | Community Solar Garden | Solar* Rewards Community | 2020 |  | n/a
Xcel Energy | 85 | 13781 | IOU | 3516378 | 2.192 | Solar |  |  | Withdrawn | Minneapolis | Protected Data | Protected Data | Protected Data | Residential | Solar* Rewards | 2020 |  | n/a
Xcel Energy | 85 | 13781 | IOU | 3519570 | 36 | Solar |  |  | Withdrawn | Minneapolis | Protected Data | Protected Data | Protected Data | Commercial | Solar* Rewards | 2020 |  | n/a
Xcel Energy | 85 | 13781 | IOU | 3519608 | 39.76 | Solar |  |  | Withdrawn | Bloomington | Protected Data | Protected Data | Protected Data | Commercial | Solar* Rewards | 2020 |  | n/a
Xcel Energy | 85 | 13781 | IOU | 3519650 | 20.824 | Solar |  |  | Withdrawn | Minneapolis | Protected Data | Protected Data | Protected Data | Commercial | Solar* Rewards | 2020 |  | n/a
Xcel Energy | 85 | 13781 | IOU | 3520007 | 36 | Solar |  |  | Withdrawn | Edina | Protected Data | Protected Data | Protected Data | Commercial | Solar* Rewards | 2020 |  | n/a
Xcel Energy | 85 | 13781 | IOU | 3520010 | 6.96 | Solar |  |  | Withdrawn | Loretto | Protected Data | Protected Data | Protected Data | Residential | Solar* Rewards | 2020 |  | n/a
Xcel Energy | 85 | 13781 | IOU | 3520031 | 0 | Solar |  |  | Withdrawn |  | Protected Data | Protected Data | Protected Data | Commercial | Solar* Rewards | 2020 |  | n/a
Xcel Energy | 85 | 13781 | IOU | 3520989 | 39.76 | Solar |  |  | Withdrawn | Maplewood | Protected Data | Protected Data | Protected Data | Commercial | Solar* Rewards | 2020 |  | n/a
Xcel Energy | 85 | 13781 | IOU | 3521021 | 29.82 | Solar |  |  | Withdrawn | Minneapolis | Protected Data | Protected Data | Protected Data | Commercial | Solar* Rewards | 2020 |  | n/a
Xcel Energy | 85 | 13781 | IOU | 3521860 | 30 | Solar |  |  | Withdrawn |  | Protected Data | Protected Data | Protected Data | Commercial | Solar* Rewards | 2020 |  | n/a
Xcel Energy | 85 | 13781 | IOU | 3522108 | 38.02 | Solar |  |  | Withdrawn | Saint Paul | Protected Data | Protected Data | Protected Data | Commercial | Solar* Rewards | 2020 |  | n/a
Xcel Energy | 85 | 13781 | IOU | 3523140 | 23.51 | Solar |  |  | Withdrawn | Brooklyn Center | Protected Data | Protected Data | Protected Data | Commercial | Solar* Rewards | 2020 |  | n/a
Xcel Energy | 85 | 13781 | IOU | 3523955 | 0 | Solar |  |  | Withdrawn |  | Protected Data | Protected Data | Protected Data | Community Solar Garden | Solar* Rewards Community | 2020 |  | n/a
Xcel Energy | 85 | 13781 | IOU | 3527213 | 36 | Solar |  |  | Withdrawn | Minneapolis | Protected Data | Protected Data | Protected Data | Commercial | Solar* Rewards | 2020 |  | n/a
Xcel Energy | 85 | 13781 | IOU | 3529906 | 150.216 | Solar |  |  | Withdrawn | Mankato | Protected Data | Protected Data | Protected Data | Commercial | Solar* Rewards | 2020 |  | n/a
Xcel Energy | 85 | 13781 | IOU | 3535705 | 166.6 | Solar |  |  | Withdrawn | Monticello | Protected Data | Protected Data | Protected Data | Commercial | Solar* Rewards | 2020 |  | n/a
Xcel Energy | 85 | 13781 | IOU | 3535727 | 239.998 | Solar |  |  | Withdrawn | Minneapolis | Protected Data | Protected Data | Protected Data | Commercial | Solar* Rewards | 2020 |  | n/a
Xcel Energy | 85 | 13781 | IOU | 3535735 | 0 | Solar |  |  | Withdrawn |  | Protected Data | Protected Data | Protected Data | Community Solar Garden | Solar* Rewards Community | 2020 |  | n/a
Xcel Energy | 85 | 13781 | IOU | 3535949 | 3.77 | Solar |  |  | Withdrawn |  | Protected Data | Protected Data | Protected Data | Residential | Solar* Rewards | 2020 |  | n/a
Xcel Energy | 85 | 13781 | IOU | 3549739 | 0 | Solar |  |  | Withdrawn |  | Protected Data | Protected Data | Protected Data | Community Solar Garden | Solar* Rewards Community | 2020 |  | n/a
Xcel Energy | 85 | 13781 | IOU | 3556587 | 29.02 | Solar |  |  | Withdrawn |  | Protected Data | Protected Data | Protected Data | Commercial | Solar* Rewards | 2020 |  | n/a
Xcel Energy | 85 | 13781 | IOU | 3560546 | 73.298 | Solar |  |  | Withdrawn | Saint Paul | Protected Data | Protected Data | Protected Data | Commercial | Solar* Rewards | 2020 |  | n/a
Xcel Energy | 85 | 13781 | IOU | 3562962 | 3.48 | Solar |  |  | Withdrawn | Eden Prairie | Protected Data | Protected Data | Protected Data | Residential | Solar* Rewards | 2020 |  | n/a
Xcel Energy | 85 | 13781 | IOU | 3564334 | 7.83 | Solar |  |  | Withdrawn | Minneapolis | Protected Data | Protected Data | Protected Data | Residential | Solar* Rewards | 2020 |  | n/a
Xcel Energy | 85 | 13781 | IOU | 3564336 | 0 | Solar |  |  | Withdrawn |  | Protected Data | Protected Data | Protected Data | Residential | Solar* Rewards | 2020 |  | n/a
Xcel Energy | 85 | 13781 | IOU | 3564353 | 0 | Solar |  |  | Withdrawn |  | Protected Data | Protected Data | Protected Data | Residential | Solar* Rewards | 2020 |  | n/a
Xcel Energy | 85 | 13781 | IOU | 3565112 | 10 | Solar |  |  | Withdrawn | Vadnais Heights | Protected Data | Protected Data | Protected Data | Residential | Solar* Rewards | 2020 |  | n/a
Xcel Energy | 85 | 13781 | IOU | 3566293 | 39.998 | Solar |  |  | Withdrawn | Minneapolis | Protected Data | Protected Data | Protected Data | Commercial | Solar* Rewards | 2020 |  | n/a
Xcel Energy | 85 | 13781 | IOU | 3566354 | 0 | Solar |  |  | Withdrawn |  | Protected Data | Protected Data | Protected Data | Commercial | Solar* Rewards | 2020 |  | n/a
Xcel Energy | 85 | 13781 | IOU | 3567087 | 0 | Solar |  |  | Withdrawn |  | Protected Data | Protected Data | Protected Data | Residential | Solar* Rewards | 2020 |  | n/a
Xcel Energy | 85 | 13781 | IOU | 3568602 | 9.57 | Solar |  |  | Withdrawn | Stillwater | Protected Data | Protected Data | Protected Data | Residential | Solar* Rewards | 2020 |  | n/a
Xcel Energy | 85 | 13781 | IOU | 3569430 | 119.999 | Solar |  |  | Withdrawn | New Brighton | Protected Data | Protected Data | Protected Data | Commercial | Solar* Rewards | 2020 |  | n/a
Xcel Energy | 85 | 13781 | IOU | 3569677 | 0 | Solar |  |  | Withdrawn |  | Protected Data | Protected Data | Protected Data | Residential | Solar* Rewards | 2020 |  | n/a
Xcel Energy | 85 | 13781 | IOU | 3572157 | 5.51 | Solar |  |  | Withdrawn |  | Protected Data | Protected Data | Protected Data | Residential | Solar* Rewards | 2020 |  | n/a
Xcel Energy | 85 | 13781 | IOU | 3572239 | 9.994 | Solar |  |  | Withdrawn | Waseca | Protected Data | Protected Data | Protected Data | Residential | Solar* Rewards | 2020 |  | n/a
Xcel Energy | 85 | 13781 | IOU | 3575484 | 19.988 | Solar |  |  | Withdrawn | Lindstrom | Protected Data | Protected Data | Protected Data | Commercial | Solar* Rewards | 2020 |  | n/a
Xcel Energy | 85 | 13781 | IOU | 3579759 | 0 | Solar |  |  | Withdrawn |  | Protected Data | Protected Data | Protected Data | Community Solar Garden | Solar* Rewards Community | 2020 |  | n/a
Xcel Energy | 85 | 13781 | IOU | 3579788 | 0 | Solar |  |  | Withdrawn |  | Protected Data | Protected Data | Protected Data | Community Solar Garden | Solar* Rewards Community | 2020 |  | n/a
Xcel Energy | 85 | 13781 | IOU | 3579812 | 1000 | Solar |  |  | Withdrawn | Waterville | Protected Data | Protected Data | Protected Data | Community Solar Garden | Solar* Rewards Community | 2020 |  | n/a
Xcel Energy | 85 | 13781 | IOU | 3579843 | 1000 | Solar |  |  | Withdrawn | Faribault | Protected Data | Protected Data | Protected Data | Community Solar Garden | Solar* Rewards Community | 2020 |  | n/a
Xcel Energy | 85 | 13781 | IOU | 3579887 | 39.998 | Solar |  |  | Withdrawn | Bloomington | Protected Data | Protected Data | Protected Data | Commercial | Solar* Rewards | 2020 |  | n/a
Xcel Energy | 85 | 13781 | IOU | 3579969 | 480 | Solar |  |  | Withdrawn |  | Protected Data | Protected Data | Protected Data | Community Solar Garden | Solar* Rewards Community | 2020 |  | n/a
Xcel Energy | 85 | 13781 | IOU | 3581205 | 7.616 | Solar |  |  | Withdrawn | Mendota Heights | Protected Data | Protected Data | Protected Data | Residential | Solar* Rewards | 2020 |  | n/a
Xcel Energy | 85 | 13781 | IOU | 3581274 | 1000 | Solar |  |  | Withdrawn | Mayer | Protected Data | Protected Data | Protected Data | Community Solar Garden | Solar* Rewards Community | 2020 |  | n/a
Xcel Energy | 85 | 13781 | IOU | 3581309 | 1000 | Solar |  |  | Withdrawn | Mayer | Protected Data | Protected Data | Protected Data | Community Solar Garden | Solar* Rewards Community | 2020 |  | n/a
Xcel Energy | 85 | 13781 | IOU | 3582295 | 333.3 | Solar |  |  | Withdrawn | Eden Prairie | Protected Data | Protected Data | Protected Data | Commercial | Solar* Rewards | 2020 |  | n/a
Xcel Energy | 85 | 13781 | IOU | 3582318 | 459.997 | Solar |  |  | Withdrawn | Maple Lake | Protected Data | Protected Data | Protected Data | Commercial | Solar* Rewards | 2020 |  | n/a
Xcel Energy | 85 | 13781 | IOU | 3582353 | 0 | Solar |  |  | Withdrawn |  | Protected Data | Protected Data | Protected Data | Residential | Solar* Rewards | 2020 |  | n/a
Xcel Energy | 85 | 13781 | IOU | 3588208 | 0 | Solar |  |  | Withdrawn |  | Protected Data | Protected Data | Protected Data | Community Solar Garden | Solar* Rewards Community | 2020 |  | n/a
Xcel Energy | 85 | 13781 | IOU | 3590596 | 0 | Solar |  |  | Withdrawn |  | Protected Data | Protected Data | Protected Data | Commercial | Solar* Rewards | 2020 |  | n/a
Xcel Energy | 85 | 13781 | IOU | 3590736 | 100 | Solar |  |  | Withdrawn |  | Protected Data | Protected Data | Protected Data | Community Solar Garden | Solar* Rewards Community | 2020 |  | n/a
Xcel Energy | 85 | 13781 | IOU | 3591205 | 0 | Solar |  |  | Withdrawn |  | Protected Data | Protected Data | Protected Data | Residential | Solar* Rewards | 2020 |  | n/a
Xcel Energy | 85 | 13781 | IOU | 3599326 | 0 | Solar |  |  | Withdrawn |  | Protected Data | Protected Data | Protected Data | Community Solar Garden | Solar* Rewards Community | 2020 |  | n/a
Xcel Energy | 85 | 13781 | IOU | 3615473 | 3.48 | Solar |  |  | Withdrawn | Columbia Heights | Protected Data | Protected Data | Protected Data | Residential | Solar* Rewards | 2020 |  | n/a
Xcel Energy | 85 | 13781 | IOU | 3620378 | 0 | Solar |  |  | Withdrawn |  | Protected Data | Protected Data | Protected Data | Commercial | Solar* Rewards | 2020 |  | n/a
Xcel Energy | 85 | 13781 | IOU | 3620621 | 0 | Solar |  |  | Withdrawn |  | Protected Data | Protected Data | Protected Data | Residential | Solar* Rewards | 2020 |  | n/a
Xcel Energy | 85 | 13781 | IOU | 3632683 | 3.747 | Solar |  |  | Withdrawn |  | Protected Data | Protected Data | Protected Data | Residential | Solar* Rewards | 2020 |  | n/a
Xcel Energy | 85 | 13781 | IOU | 3633145 | 1000 | Solar |  |  | Withdrawn | Villard | Protected Data | Protected Data | Protected Data | Community Solar Garden | Solar* Rewards Community | 2020 |  | n/a
Xcel Energy | 85 | 13781 | IOU | 3633534 | 0 | Solar |  |  | Withdrawn |  | Protected Data | Protected Data | Protected Data | Residential | Solar* Rewards | 2020 |  | n/a
Xcel Energy | 85 | 13781 | IOU | 3634177 | 11.39 | Solar |  |  | Withdrawn |  | Protected Data | Protected Data | Protected Data | Residential | Solar* Rewards | 2020 |  | n/a
Xcel Energy | 85 | 13781 | IOU | 3635637 | 3.747 | Solar |  |  | Withdrawn | Stillwater | Protected Data | Protected Data | Protected Data | Residential | Solar* Rewards | 2020 |  | n/a
Xcel Energy | 85 | 13781 | IOU | 3635749 | 3.747 | Solar |  |  | Withdrawn | Brooklyn Park | Protected Data | Protected Data | Protected Data | Residential | Solar* Rewards | 2020 |  | n/a
Xcel Energy | 85 | 13781 | IOU | 3636771 | 6.09 | Solar |  |  | Withdrawn | Minneapolis | Protected Data | Protected Data | Protected Data | Residential | Solar* Rewards | 2020 |  | n/a
Xcel Energy | 85 | 13781 | IOU | 3641707 | 22.8 | Solar |  |  | Withdrawn |  | Protected Data | Protected Data | Protected Data | Residential | Solar* Rewards | 2020 |  | n/a
Xcel Energy | 85 | 13781 | IOU | 3648051 | 2.962 | Solar |  |  | Withdrawn |  | Protected Data | Protected Data | Protected Data | Residential | Solar* Rewards | 2020 |  | n/a
Xcel Energy | 85 | 13781 | IOU | 3648720 | 1000 | Solar |  |  | Withdrawn | Villard | Protected Data | Protected Data | Protected Data | Community Solar Garden | Solar* Rewards Community | 2020 |  | n/a
Xcel Energy | 85 | 13781 | IOU | 3651245 | 0 | Solar |  |  | Withdrawn |  | Protected Data | Protected Data | Protected Data | Residential | Solar* Rewards | 2020 |  | n/a
Xcel Energy | 85 | 13781 | IOU | 3656183 | 30 | Solar |  |  | Withdrawn |  | Protected Data | Protected Data | Protected Data | Commercial | Solar* Rewards | 2020 |  | n/a
Xcel Energy | 85 | 13781 | IOU | 3656453 | 9.994 | Solar |  |  | Withdrawn |  | Protected Data | Protected Data | Protected Data | Residential | Solar* Rewards | 2020 |  | n/a
Xcel Energy | 85 | 13781 | IOU | 3658878 | 5.8 | Solar |  |  | Withdrawn |  | Protected Data | Protected Data | Protected Data | Residential | Solar* Rewards | 2020 |  | n/a
Xcel Energy | 85 | 13781 | IOU | 3662542 | 5.52 | Solar |  |  | Withdrawn | Minneapolis | Protected Data | Protected Data | Protected Data | Residential | Solar* Rewards | 2020 |  | n/a
Xcel Energy | 85 | 13781 | IOU | 3664225 | 6.09 | Solar |  |  | Withdrawn | Wayzata | Protected Data | Protected Data | Protected Data | Residential | Solar* Rewards | 2020 |  | n/a
Xcel Energy | 85 | 13781 | IOU | 3667306 | 9.994 | Solar |  |  | Withdrawn |  | Protected Data | Protected Data | Protected Data | Commercial | Solar* Rewards | 2020 |  | n/a
Xcel Energy | 85 | 13781 | IOU | 3667709 | 66.6 | Solar |  |  | Withdrawn |  | Protected Data | Protected Data | Protected Data | Commercial | Solar* Rewards | 2020 |  | n/a
Xcel Energy | 85 | 13781 | IOU | 3669365 | 0 | Solar |  |  | Withdrawn |  | Protected Data | Protected Data | Protected Data | Community Solar Garden | Solar* Rewards Community | 2020 |  | n/a
Xcel Energy | 85 | 13781 | IOU | 3670018 | 15.007 | Solar |  |  | Withdrawn | Jordan | Protected Data | Protected Data | Protected Data | Residential | Solar* Rewards | 2020 |  | n/a
Xcel Energy | 85 | 13781 | IOU | 3671577 | 33.3 | Solar |  |  | Withdrawn | Monticello | Protected Data | Protected Data | Protected Data | Commercial | Solar* Rewards | 2020 |  | n/a
Xcel Energy | 85 | 13781 | IOU | 3671581 | 0 | Solar |  |  | Withdrawn |  | Protected Data | Protected Data | Protected Data | Residential | Solar* Rewards | 2020 |  | n/a
Xcel Energy | 85 | 13781 | IOU | 3674616 | 0 | Solar |  |  | Withdrawn |  | Protected Data | Protected Data | Protected Data | Residential | Solar* Rewards | 2020 |  | n/a
Xcel Energy | 85 | 13781 | IOU | 3677938 | 7.25 | Solar |  |  | Withdrawn |  | Protected Data | Protected Data | Protected Data | Residential | Solar* Rewards | 2020 |  | n/a
Xcel Energy | 85 | 13781 | IOU | 3678245 | 300 | Solar |  |  | Withdrawn |  | Protected Data | Protected Data | Protected Data | Community Solar Garden | Solar* Rewards Community | 2020 |  | n/a
Xcel Energy | 85 | 13781 | IOU | 3682232 | 1000 | Solar |  |  | Withdrawn | Montrose | Protected Data | Protected Data | Protected Data | Community Solar Garden | Solar* Rewards Community | 2020 |  | n/a
Xcel Energy | 85 | 13781 | IOU | 3683306 | 11.4 | Solar |  |  | Withdrawn |  | Protected Data | Protected Data | Protected Data | Residential | Solar* Rewards | 2020 |  | n/a
Xcel Energy | 85 | 13781 | IOU | 3683403 | 9.994 | Solar |  |  | Withdrawn | Eden Valley | Protected Data | Protected Data | Protected Data | Commercial | Solar* Rewards | 2020 |  | n/a
Xcel Energy | 85 | 13781 | IOU | 3690370 | 18.148 | Solar |  |  | Withdrawn |  | Protected Data | Protected Data | Protected Data | Residential | Solar* Rewards | 2020 |  | n/a
Xcel Energy | 85 | 13781 | IOU | 3691635 | 0 | Solar |  |  | Withdrawn |  | Protected Data | Protected Data | Protected Data | Residential | Solar* Rewards | 2020 |  | n/a
Xcel Energy | 85 | 13781 | IOU | 3692996 | 0 | Solar |  |  | Withdrawn |  | Protected Data | Protected Data | Protected Data | Community Solar Garden | Solar* Rewards Community | 2020 |  | n/a
Xcel Energy | 85 | 13781 | IOU | 3696018 | 0.96 | Solar |  |  | Withdrawn | Winona | Protected Data | Protected Data | Protected Data | Residential | Solar* Rewards | 2020 |  | n/a
Xcel Energy | 85 | 13781 | IOU | 3696426 | 1000 | Solar |  |  | Withdrawn | Sumter | Protected Data | Protected Data | Protected Data | Community Solar Garden | Solar* Rewards Community | 2020 |  | n/a
Xcel Energy | 85 | 13781 | IOU | 3696822 | 1000 | Solar |  |  | Withdrawn | Oak | Protected Data | Protected Data | Protected Data | Community Solar Garden | Solar* Rewards Community | 2020 |  | n/a
Xcel Energy | 85 | 13781 | IOU | 3696899 | 0 | Solar |  |  | Withdrawn |  | Protected Data | Protected Data | Protected Data | Residential | Solar* Rewards | 2020 |  | n/a
Xcel Energy | 85 | 13781 | IOU | 3697015 | 6.15 | Solar |  |  | Withdrawn | Minnetonka | Protected Data | Protected Data | Protected Data | Residential | Solar* Rewards | 2020 |  | n/a
Xcel Energy | 85 | 13781 | IOU | 3698685 | 3.839 | Solar |  |  | Withdrawn | Northfield | Protected Data | Protected Data | Protected Data | Residential | Solar* Rewards | 2020 |  | n/a
Xcel Energy | 85 | 13781 | IOU | 3703638 | 3.747 | Solar |  |  | Withdrawn | Red Wing | Protected Data | Protected Data | Protected Data | Residential | Solar* Rewards | 2020 |  | n/a
Xcel Energy | 85 | 13781 | IOU | 3704074 | 5 | Solar |  |  | Withdrawn |  | Protected Data | Protected Data | Protected Data | Residential | Solar* Rewards | 2020 |  | n/a
Xcel Energy | 85 | 13781 | IOU | 3704095 | 5 | Solar |  |  | Withdrawn | Saint Paul | Protected Data | Protected Data | Protected Data | Residential | Solar* Rewards | 2020 |  | n/a
Xcel Energy | 85 | 13781 | IOU | 3704475 | 3.747 | Solar |  |  | Withdrawn |  | Protected Data | Protected Data | Protected Data | Residential | Solar* Rewards | 2020 |  | n/a
Xcel Energy | 85 | 13781 | IOU | 3704914 | 5 | Solar |  |  | Withdrawn |  | Protected Data | Protected Data | Protected Data | Residential | Solar* Rewards | 2020 |  | n/a
Xcel Energy | 85 | 13781 | IOU | 3706617 | 5 | Solar |  |  | Withdrawn | Saint Paul | Protected Data | Protected Data | Protected Data | Residential | Solar* Rewards | 2020 |  | n/a
Xcel Energy | 85 | 13781 | IOU | 3710229 | 29.02 | Solar |  |  | Withdrawn |  | Protected Data | Protected Data | Protected Data | Commercial | Solar* Rewards | 2020 |  | n/a
Xcel Energy | 85 | 13781 | IOU | 3710337 | 5 | Solar |  |  | Withdrawn |  | Protected Data | Protected Data | Protected Data | Commercial | Solar* Rewards | 2020 |  | n/a
Xcel Energy | 85 | 13781 | IOU | 3710375 | 0 | Solar |  |  | Withdrawn |  | Protected Data | Protected Data | Protected Data | Commercial | Solar* Rewards | 2020 |  | n/a
Xcel Energy | 85 | 13781 | IOU | 3716638 | 8.41 | Solar |  |  | Withdrawn | Hastings | Protected Data | Protected Data | Protected Data | Residential | Solar* Rewards | 2020 |  | n/a
Xcel Energy | 85 | 13781 | IOU | 3719335 | 15.232 | Solar |  |  | Withdrawn | Saint Paul | Protected Data | Protected Data | Protected Data | Residential | Solar* Rewards | 2020 |  | n/a
Xcel Energy | 85 | 13781 | IOU | 3726512 | 0 | Solar |  |  | Withdrawn |  | Protected Data | Protected Data | Protected Data | Community Solar Garden | Solar* Rewards Community | 2020 |  | n/a
Xcel Energy | 85 | 13781 | IOU | 3726521 | 0 | Solar |  |  | Withdrawn |  | Protected Data | Protected Data | Protected Data | Community Solar Garden | Solar* Rewards Community | 2020 |  | n/a
Xcel Energy | 85 | 13781 | IOU | 3726524 | 0 | Solar |  |  | Withdrawn |  | Protected Data | Protected Data | Protected Data | Community Solar Garden | Solar* Rewards Community | 2020 |  | n/a
Xcel Energy | 85 | 13781 | IOU | 3727034 | 3.747 | Solar |  |  | Withdrawn |  | Protected Data | Protected Data | Protected Data | Residential | Solar* Rewards | 2020 |  | n/a
Xcel Energy | 85 | 13781 | IOU | 3730181 | 33.3 | Solar |  |  | Withdrawn |  | Protected Data | Protected Data | Protected Data | Commercial | Solar* Rewards | 2020 |  | n/a
Xcel Energy | 85 | 13781 | IOU | 3730357 | 0 | Solar |  |  | Withdrawn |  | Protected Data | Protected Data | Protected Data | Residential | Solar* Rewards | 2020 |  | n/a
Xcel Energy | 85 | 13781 | IOU | 3731148 | 0 | Solar |  |  | Withdrawn |  | Protected Data | Protected Data | Protected Data | Residential | Solar* Rewards | 2020 |  | n/a
Xcel Energy | 85 | 13781 | IOU | 3733394 | 7.329 | Solar |  |  | Withdrawn | Scandia | Protected Data | Protected Data | Protected Data | Residential | Solar* Rewards | 2020 |  | n/a
Xcel Energy | 85 | 13781 | IOU | 3734529 | 4.64 | Solar |  |  | Withdrawn | Saint Paul | Protected Data | Protected Data | Protected Data | Residential | Solar* Rewards | 2020 |  | n/a
Xcel Energy | 85 | 13781 | IOU | 3738378 | 0 | Solar |  |  | Withdrawn |  | Protected Data | Protected Data | Protected Data | Residential | Solar* Rewards | 2020 |  | n/a
Xcel Energy | 85 | 13781 | IOU | 3739630 | 9 | Solar |  |  | Withdrawn | Minneapolis | Protected Data | Protected Data | Protected Data | Commercial | Solar* Rewards | 2020 |  | n/a
Xcel Energy | 85 | 13781 | IOU | 3746867 | 3.747 | Solar |  |  | Withdrawn |  | Protected Data | Protected Data | Protected Data | Residential | Solar* Rewards | 2020 |  | n/a
Xcel Energy | 85 | 13781 | IOU | 3746899 | 5 | Solar |  |  | Withdrawn | Saint Cloud | Protected Data | Protected Data | Protected Data | Residential | Solar* Rewards | 2020 |  | n/a
Xcel Energy | 85 | 13781 | IOU | 3746903 | 7.616 | Solar |  |  | Withdrawn | Kilkenny | Protected Data | Protected Data | Protected Data | Residential | Solar* Rewards | 2020 |  | n/a
Xcel Energy | 85 | 13781 | IOU | 3748128 | 15.232 | Solar |  |  | Withdrawn |  | Protected Data | Protected Data | Protected Data | Residential | Solar* Rewards | 2020 |  | n/a
Xcel Energy | 85 | 13781 | IOU | 3757898 | 0 | Solar |  |  | Withdrawn |  | Protected Data | Protected Data | Protected Data | Commercial | Solar* Rewards | 2020 |  | n/a
Xcel Energy | 85 | 13781 | IOU | 3758422 | 0 | Solar |  |  | Withdrawn |  | Protected Data | Protected Data | Protected Data | Community Solar Garden | Solar* Rewards Community | 2020 |  | n/a
Xcel Energy | 85 | 13781 | IOU | 3759050 | 3.747 | Solar |  |  | Withdrawn |  | Protected Data | Protected Data | Protected Data | Residential | Solar* Rewards | 2020 |  | n/a
Xcel Energy | 85 | 13781 | IOU | 3760304 | 0 | Solar |  |  | Withdrawn |  | Protected Data | Protected Data | Protected Data | Residential | Solar* Rewards | 2020 |  | n/a
Xcel Energy | 85 | 13781 | IOU | 3773086 | 3.141 | Solar |  |  | Withdrawn | Saint Paul | Protected Data | Protected Data | Protected Data | Residential | Solar* Rewards | 2020 |  | n/a
Xcel Energy | 85 | 13781 | IOU | 3773792 | 1000 | Solar |  |  | Withdrawn | Olivia | Protected Data | Protected Data | Protected Data | Community Solar Garden | Solar* Rewards Community | 2020 |  | n/a
Xcel Energy | 85 | 13781 | IOU | 3774137 | 3.747 | Solar |  |  | Withdrawn | Brooklyn Park | Protected Data | Protected Data | Protected Data | Residential | Solar* Rewards | 2020 |  | n/a
Xcel Energy | 85 | 13781 | IOU | 3774483 | 15.232 | Solar |  |  | Withdrawn | Farmington | Protected Data | Protected Data | Protected Data | Residential | Solar* Rewards | 2020 |  | n/a
Xcel Energy | 85 | 13781 | IOU | 3776517 | 800 | Solar |  |  | Withdrawn |  | Protected Data | Protected Data | Protected Data | Commercial | Solar* Rewards | 2020 |  | n/a
Xcel Energy | 85 | 13781 | IOU | 3777356 | 700 | Solar |  |  | Withdrawn |  | Protected Data | Protected Data | Protected Data | Commercial | Solar* Rewards | 2020 |  | n/a
Xcel Energy | 85 | 13781 | IOU | 3781609 | 700 | Solar |  |  | Withdrawn | Minnetonka | Protected Data | Protected Data | Protected Data | Commercial | Solar* Rewards | 2020 |  | n/a
Xcel Energy | 85 | 13781 | IOU | 3781648 | 600 | Solar |  |  | Withdrawn |  | Protected Data | Protected Data | Protected Data | Commercial | Solar* Rewards | 2020 |  | n/a
Xcel Energy | 85 | 13781 | IOU | 3792372 | 0 | Solar |  |  | Withdrawn |  | Protected Data | Protected Data | Protected Data | Residential | Solar* Rewards | 2020 |  | n/a
Xcel Energy | 85 | 13781 | IOU | 3792440 | 0 | Solar |  |  | Withdrawn |  | Protected Data | Protected Data | Protected Data | Residential | Solar* Rewards | 2020 |  | n/a
Xcel Energy | 85 | 13781 | IOU | 3796517 | 7.616 | Solar |  |  | Withdrawn |  | Protected Data | Protected Data | Protected Data | Residential | Solar* Rewards | 2020 |  | n/a
Xcel Energy | 85 | 13781 | IOU | 3805978 | 0 | Solar |  |  | Withdrawn |  | Protected Data | Protected Data | Protected Data | Community Solar Garden | Solar* Rewards Community | 2020 |  | n/a
Xcel Energy | 85 | 13781 | IOU | 3809703 | 0 | Solar |  |  | Withdrawn |  | Protected Data | Protected Data | Protected Data | Community Solar Garden | Solar* Rewards Community | 2020 |  | n/a
Xcel Energy | 85 | 13781 | IOU | 3810808 | 7.54 | Solar |  |  | Withdrawn |  | Protected Data | Protected Data | Protected Data | Residential | Solar* Rewards | 2020 |  | n/a
Xcel Energy | 85 | 13781 | IOU | 3812452 | 1000 | Solar |  |  | Withdrawn | South Haven | Protected Data | Protected Data | Protected Data | Community Solar Garden | Solar* Rewards Community | 2020 |  | n/a
Xcel Energy | 85 | 13781 | IOU | 3812643 | 0.87 | Solar |  |  | Withdrawn |  | Protected Data | Protected Data | Protected Data | Residential | Solar* Rewards | 2020 |  | n/a
Xcel Energy | 85 | 13781 | IOU | 3812679 | 0 | Solar |  |  | Withdrawn |  | Protected Data | Protected Data | Protected Data | Residential | Solar* Rewards | 2020 |  | n/a
Xcel Energy | 85 | 13781 | IOU | 3812715 | 166.6 | Solar |  |  | Withdrawn | Lino Lakes | Protected Data | Protected Data | Protected Data | Commercial | Solar* Rewards | 2020 |  | n/a
Xcel Energy | 85 | 13781 | IOU | 3812824 | 0 | Solar |  |  | Withdrawn |  | Protected Data | Protected Data | Protected Data | Commercial | Solar* Rewards | 2020 |  | n/a
Xcel Energy | 85 | 13781 | IOU | 3814590 | 0 | Solar |  |  | Withdrawn |  | Protected Data | Protected Data | Protected Data | Residential | Solar* Rewards | 2020 |  | n/a
Xcel Energy | 85 | 13781 | IOU | 3815297 | 0 | Solar |  |  | Withdrawn |  | Protected Data | Protected Data | Protected Data | Residential | Solar* Rewards | 2020 |  | n/a
Xcel Energy | 85 | 13781 | IOU | 3815675 | 1000 | Solar |  |  | Withdrawn | Brooten | Protected Data | Protected Data | Protected Data | Community Solar Garden | Solar* Rewards Community | 2020 |  | n/a
Xcel Energy | 85 | 13781 | IOU | 3816872 | 0 | Solar |  |  | Withdrawn |  | Protected Data | Protected Data | Protected Data | Residential | Solar* Rewards | 2020 |  | n/a
Xcel Energy | 85 | 13781 | IOU | 3817109 | 0 | Solar |  |  | Withdrawn |  | Protected Data | Protected Data | Protected Data | Residential | Solar* Rewards | 2020 |  | n/a
Xcel Energy | 85 | 13781 | IOU | 3824376 | 0 | Solar |  |  | Withdrawn |  | Protected Data | Protected Data | Protected Data | Residential | Solar* Rewards | 2020 |  | n/a
Xcel Energy | 85 | 13781 | IOU | 3824414 | 0 | Solar |  |  | Withdrawn |  | Protected Data | Protected Data | Protected Data | Residential | Solar* Rewards | 2020 |  | n/a
Xcel Energy | 85 | 13781 | IOU | 3828104 | 0 | Solar |  |  | Withdrawn |  | Protected Data | Protected Data | Protected Data | Residential | Solar* Rewards | 2020 |  | n/a
Xcel Energy | 85 | 13781 | IOU | 3828154 | 0 | Solar |  |  | Withdrawn |  | Protected Data | Protected Data | Protected Data | Residential | Solar* Rewards | 2020 |  | n/a
Xcel Energy | 85 | 13781 | IOU | 3828157 | 0 | Solar |  |  | Withdrawn |  | Protected Data | Protected Data | Protected Data | Residential | Solar* Rewards | 2020 |  | n/a
Xcel Energy | 85 | 13781 | IOU | 3841143 | 5 | Solar |  |  | Withdrawn | Buffalo | Protected Data | Protected Data | Protected Data | Residential | Solar* Rewards | 2020 |  | n/a
Xcel Energy | 85 | 13781 | IOU | 3841921 | 0 | Solar |  |  | Withdrawn |  | Protected Data | Protected Data | Protected Data | Residential | Solar* Rewards | 2020 |  | n/a
Xcel Energy | 85 | 13781 | IOU | 3843187 | 3.747 | Solar |  |  | Withdrawn | Minneapolis | Protected Data | Protected Data | Protected Data | Residential | Solar* Rewards | 2020 |  | n/a
Xcel Energy | 85 | 13781 | IOU | 3847953 | 6.16 | Solar |  |  | Withdrawn | Brooklyn Park | Protected Data | Protected Data | Protected Data | Residential | Solar* Rewards | 2020 |  | n/a
Xcel Energy | 85 | 13781 | IOU | 3859969 | 0 | Solar |  |  | Withdrawn |  | Protected Data | Protected Data | Protected Data | Residential | Solar* Rewards | 2020 |  | n/a
Xcel Energy | 85 | 13781 | IOU | 3869430 | 10.592 | Solar |  |  | Withdrawn |  | Protected Data | Protected Data | Protected Data | Residential | Solar* Rewards | 2020 |  | n/a
Xcel Energy | 85 | 13781 | IOU | 3870596 | 0 | Solar |  |  | Withdrawn |  | Protected Data | Protected Data | Protected Data | Community Solar Garden | Solar* Rewards Community | 2020 |  | n/a
Xcel Energy | 85 | 13781 | IOU | 3870888 | 1000 | Solar |  |  | Withdrawn | Goodhue | Protected Data | Protected Data | Protected Data | Community Solar Garden | Solar* Rewards Community | 2020 |  | n/a
Xcel Energy | 85 | 13781 | IOU | 3878238 | 15.232 | Solar |  |  | Withdrawn |  | Protected Data | Protected Data | Protected Data | Residential | Solar* Rewards | 2020 |  | n/a
Xcel Energy | 85 | 13781 | IOU | 3878550 | 3.747 | Solar |  |  | Withdrawn |  | Protected Data | Protected Data | Protected Data | Residential | Solar* Rewards | 2020 |  | n/a
Xcel Energy | 85 | 13781 | IOU | 3881254 | 7.616 | Solar |  |  | Withdrawn | Wyoming | Protected Data | Protected Data | Protected Data | Residential | Solar* Rewards | 2020 |  | n/a
Xcel Energy | 85 | 13781 | IOU | 3886334 | 15.232 | Solar |  |  | Withdrawn | Pine Springs | Protected Data | Protected Data | Protected Data | Residential | Solar* Rewards | 2020 |  | n/a
Xcel Energy | 85 | 13781 | IOU | 3886621 | 15.356 | Solar |  |  | Withdrawn | Minnetonka | Protected Data | Protected Data | Protected Data | Residential | Solar* Rewards | 2020 |  | n/a
Xcel Energy | 85 | 13781 | IOU | 3887118 | 0 | Solar |  |  | Withdrawn |  | Protected Data | Protected Data | Protected Data | Residential | Solar* Rewards | 2020 |  | n/a
Xcel Energy | 85 | 13781 | IOU | 3893501 | 10.15 | Solar |  |  | Withdrawn |  | Protected Data | Protected Data | Protected Data | Residential | Solar* Rewards | 2020 |  | n/a
Xcel Energy | 85 | 13781 | IOU | 3895820 | 17.36 | Solar |  |  | Withdrawn |  | Protected Data | Protected Data | Protected Data | Residential | Solar* Rewards | 2020 |  | n/a
Xcel Energy | 85 | 13781 | IOU | 3897892 | 5 | Solar |  |  | Withdrawn |  | Protected Data | Protected Data | Protected Data | Residential | Solar* Rewards | 2020 |  | n/a
Xcel Energy | 85 | 13781 | IOU | 3900963 | 0 | Solar |  |  | Withdrawn |  | Protected Data | Protected Data | Protected Data | Residential | Solar* Rewards | 2020 |  | n/a
Xcel Energy | 85 | 13781 | IOU | 3903998 | 2.88 | Solar |  |  | Withdrawn |  | Protected Data | Protected Data | Protected Data | Residential | Solar* Rewards | 2020 |  | n/a
Xcel Energy | 85 | 13781 | IOU | 3910545 | 3.77 | Solar |  |  | Withdrawn |  | Protected Data | Protected Data | Protected Data | Residential | Solar* Rewards | 2020 |  | n/a
Xcel Energy | 85 | 13781 | IOU | 3913051 | 1000 | Solar |  |  | Withdrawn | Saint Joseph | Protected Data | Protected Data | Protected Data | Community Solar Garden | Solar* Rewards Community | 2020 |  | n/a
Xcel Energy | 85 | 13781 | IOU | 3913839 | 3.747 | Solar |  |  | Withdrawn |  | Protected Data | Protected Data | Protected Data | Residential | Solar* Rewards | 2020 |  | n/a
Xcel Energy | 85 | 13781 | IOU | 3918892 | 7.15 | Solar |  |  | Withdrawn |  | Protected Data | Protected Data | Protected Data | Residential | Solar* Rewards | 2020 |  | n/a
Xcel Energy | 85 | 13781 | IOU | 3922638 | 4.64 | Solar |  |  | Withdrawn |  | Protected Data | Protected Data | Protected Data | Residential | Solar* Rewards | 2020 |  | n/a
Xcel Energy | 85 | 13781 | IOU | 3930211 | 9.6 | Solar |  |  | Withdrawn |  | Protected Data | Protected Data | Protected Data | Residential | Solar* Rewards | 2020 |  | n/a
Xcel Energy | 85 | 13781 | IOU | 3931503 | 5 | Solar |  |  | Withdrawn |  | Protected Data | Protected Data | Protected Data | Residential | Solar* Rewards | 2020 |  | n/a
Xcel Energy | 85 | 13781 | IOU | 3932717 | 1000 | Solar |  |  | Withdrawn | Maple Plain | Protected Data | Protected Data | Protected Data | Community Solar Garden | Solar* Rewards Community | 2020 |  | n/a
Xcel Energy | 85 | 13781 | IOU | 3932747 | 15.2 | Solar |  |  | Withdrawn |  | Protected Data | Protected Data | Protected Data | Residential | Solar* Rewards | 2020 |  | n/a
Xcel Energy | 85 | 13781 | IOU | 3932779 | 0 | Solar |  |  | Withdrawn |  | Protected Data | Protected Data | Protected Data | Residential | Solar* Rewards | 2020 |  | n/a
Xcel Energy | 85 | 13781 | IOU | 3941305 | 1000 | Solar |  |  | Withdrawn | Saint Joseph | Protected Data | Protected Data | Protected Data | Community Solar Garden | Solar* Rewards Community | 2020 |  | n/a
Xcel Energy | 85 | 13781 | IOU | 3947690 | 3.3 | Solar |  |  | Withdrawn |  | Protected Data | Protected Data | Protected Data | Residential | Solar* Rewards | 2020 |  | n/a
Xcel Energy | 85 | 13781 | IOU | 3948281 | 6.96 | Solar |  |  | Withdrawn |  | Protected Data | Protected Data | Protected Data | Residential | Solar* Rewards | 2020 |  | n/a
Xcel Energy | 85 | 13781 | IOU | 3950899 | 0 | Solar |  |  | Withdrawn |  | Protected Data | Protected Data | Protected Data | Residential | Solar* Rewards | 2020 |  | n/a
Xcel Energy | 85 | 13781 | IOU | 3953408 | 6 | Solar |  |  | Withdrawn |  | Protected Data | Protected Data | Protected Data | Residential | Solar* Rewards | 2020 |  | n/a
Xcel Energy | 85 | 13781 | IOU | 3953506 | 8.12 | Solar |  |  | Withdrawn |  | Protected Data | Protected Data | Protected Data | Residential | Solar* Rewards | 2020 |  | n/a
Xcel Energy | 85 | 13781 | IOU | 3954860 | 0 | Solar |  |  | Withdrawn |  | Protected Data | Protected Data | Protected Data | Residential | Solar* Rewards | 2020 |  | n/a
Xcel Energy | 85 | 13781 | IOU | 3955332 | 11 | Solar |  |  | Withdrawn |  | Protected Data | Protected Data | Protected Data | Residential | Solar* Rewards | 2020 |  | n/a
Xcel Energy | 85 | 13781 | IOU | 3958048 | 12.76 | Solar |  |  | Withdrawn |  | Protected Data | Protected Data | Protected Data | Residential | Solar* Rewards | 2020 |  | n/a
Xcel Energy | 85 | 13781 | IOU | 3958349 | 4.93 | Solar |  |  | Withdrawn |  | Protected Data | Protected Data | Protected Data | Residential | Solar* Rewards | 2020 |  | n/a
Xcel Energy | 85 | 13781 | IOU | 3958553 | 11.39 | Solar |  |  | Withdrawn |  | Protected Data | Protected Data | Protected Data | Residential | Solar* Rewards | 2020 |  | n/a
Xcel Energy | 85 | 13781 | IOU | 3958953 | 1000 | Solar |  |  | Withdrawn | Northfield | Protected Data | Protected Data | Protected Data | Community Solar Garden | Solar* Rewards Community | 2020 |  | n/a
Xcel Energy | 85 | 13781 | IOU | 3959098 | 12.65 | Solar |  |  | Withdrawn |  | Protected Data | Protected Data | Protected Data | Residential | Solar* Rewards | 2020 |  | n/a
Xcel Energy | 85 | 13781 | IOU | 3959437 | 1000 | Solar |  |  | Withdrawn | Morristown | Protected Data | Protected Data | Protected Data | Community Solar Garden | Solar* Rewards Community | 2020 |  | n/a
Xcel Energy | 85 | 13781 | IOU | 3960619 | 0 | Solar |  |  | Withdrawn |  | Protected Data | Protected Data | Protected Data | Residential | Solar* Rewards | 2020 |  | n/a
Xcel Energy | 85 | 13781 | IOU | 3973933 | 9.28 | Solar |  |  | Withdrawn |  | Protected Data | Protected Data | Protected Data | Residential | Solar* Rewards | 2020 |  | n/a
Xcel Energy | 85 | 13781 | IOU | 3976123 | 4.32 | Solar |  |  | Withdrawn |  | Protected Data | Protected Data | Protected Data | Residential | Solar* Rewards | 2020 |  | n/a
Xcel Energy | 85 | 13781 | IOU | 3976400 | 5.28 | Solar |  |  | Withdrawn |  | Protected Data | Protected Data | Protected Data | Residential | Solar* Rewards | 2020 |  | n/a
Xcel Energy | 85 | 13781 | IOU | 3987204 | 0 | Solar |  |  | Withdrawn |  | Protected Data | Protected Data | Protected Data | Residential | Solar* Rewards | 2020 |  | n/a
Xcel Energy | 85 | 13781 | IOU | 3988037 | 7.63 | Solar |  |  | Withdrawn |  | Protected Data | Protected Data | Protected Data | Residential | Solar* Rewards | 2020 |  | n/a
Xcel Energy | 85 | 13781 | IOU | 3988224 | 4.8 | Solar |  |  | Withdrawn |  | Protected Data | Protected Data | Protected Data | Residential | Solar* Rewards | 2020 |  | n/a
Xcel Energy | 85 | 13781 | IOU | 3989148 | 7.616 | Solar |  |  | Withdrawn |  | Protected Data | Protected Data | Protected Data | Residential | Solar* Rewards | 2020 |  | n/a
Xcel Energy | 85 | 13781 | IOU | 3989161 | 0.945 | Solar |  |  | Withdrawn |  | Protected Data | Protected Data | Protected Data | Residential | Solar* Rewards | 2020 |  | n/a
Xcel Energy | 85 | 13781 | IOU | 3990023 | 7.54 | Solar |  |  | Withdrawn |  | Protected Data | Protected Data | Protected Data | Residential | Solar* Rewards | 2020 |  | n/a
Xcel Energy | 85 | 13781 | IOU | 3993862 | 8.41 | Solar |  |  | Withdrawn |  | Protected Data | Protected Data | Protected Data | Residential | Solar* Rewards | 2020 |  | n/a
Xcel Energy | 85 | 13781 | IOU | 4005893 | 6.93 | Solar |  |  | Withdrawn |  | Protected Data | Protected Data | Protected Data | Residential | Solar* Rewards | 2020 |  | n/a
Xcel Energy | 85 | 13781 | IOU | 4007027 | 32.4 | Solar |  |  | Withdrawn |  | Protected Data | Protected Data | Protected Data | Commercial | Solar* Rewards | 2020 |  | n/a
Xcel Energy | 85 | 13781 | IOU | 4009291 | 9.994 | Solar |  |  | Withdrawn |  | Protected Data | Protected Data | Protected Data | Residential | Solar* Rewards | 2020 |  | n/a
Xcel Energy | 85 | 13781 | IOU | 4009345 | 0 | Solar |  |  | Withdrawn |  | Protected Data | Protected Data | Protected Data | Residential | Solar* Rewards | 2020 |  | n/a
Xcel Energy | 85 | 13781 | IOU | 4011641 | 1000 | Solar |  |  | Withdrawn | Hadley | Protected Data | Protected Data | Protected Data | Community Solar Garden | Solar* Rewards Community | 2020 |  | n/a
Xcel Energy | 85 | 13781 | IOU | 4011717 | 1000 | Solar |  |  | Withdrawn | Slayton | Protected Data | Protected Data | Protected Data | Community Solar Garden | Solar* Rewards Community | 2020 |  | n/a
Xcel Energy | 85 | 13781 | IOU | 4014278 | 17.61 | Solar |  |  | Withdrawn |  | Protected Data | Protected Data | Protected Data | Residential | Solar* Rewards | 2020 |  | n/a
Xcel Energy | 85 | 13781 | IOU | 4025724 | 0 | Solar |  |  | Withdrawn |  | Protected Data | Protected Data | Protected Data | Residential | Solar* Rewards | 2020 |  | n/a
Xcel Energy | 85 | 13781 | IOU | 4026091 | 7.616 | Solar |  |  | Withdrawn |  | Protected Data | Protected Data | Protected Data | Residential | Solar* Rewards | 2020 |  | n/a
Xcel Energy | 85 | 13781 | IOU | 4035180 | 9.994 | Solar |  |  | Withdrawn |  | Protected Data | Protected Data | Protected Data | Residential | Solar* Rewards | 2020 |  | n/a
Xcel Energy | 85 | 13781 | IOU | 4047332 | 2.094 | Solar |  |  | Withdrawn |  | Protected Data | Protected Data | Protected Data | Residential | Solar* Rewards | 2020 |  | n/a
Xcel Energy | 85 | 13781 | IOU | 4051012 | 0 | Solar |  |  | Withdrawn |  | Protected Data | Protected Data | Protected Data | Community Solar Garden | Solar* Rewards Community | 2020 |  | n/a
Xcel Energy | 85 | 13781 | IOU | 4051369 | 11.31 | Solar |  |  | Withdrawn |  | Protected Data | Protected Data | Protected Data | Residential | Solar* Rewards | 2020 |  | n/a
Xcel Energy | 85 | 13781 | IOU | 4053041 | 15.141 | Solar |  |  | Withdrawn |  | Protected Data | Protected Data | Protected Data | Residential | Solar* Rewards | 2020 |  | n/a
Xcel Energy | 85 | 13781 | IOU | 4057348 | 6.38 | Solar |  |  | Withdrawn |  | Protected Data | Protected Data | Protected Data | Residential | Solar* Rewards | 2020 |  | n/a
Xcel Energy | 85 | 13781 | IOU | 4057501 | 1 | Solar |  |  | Withdrawn |  | Protected Data | Protected Data | Protected Data | Residential | Solar* Rewards | 2020 |  | n/a
Xcel Energy | 85 | 13781 | IOU | 4057515 | 1 | Solar |  |  | Withdrawn |  | Protected Data | Protected Data | Protected Data | Residential | Solar* Rewards | 2020 |  | n/a
Xcel Energy | 85 | 13781 | IOU | 4060605 | 11 | Solar |  |  | Withdrawn |  | Protected Data | Protected Data | Protected Data | Residential | Solar* Rewards | 2020 |  | n/a
Xcel Energy | 85 | 13781 | IOU | 4060661 | 4.326 | Solar |  |  | Withdrawn |  | Protected Data | Protected Data | Protected Data | Residential | Solar* Rewards | 2020 |  | n/a
Xcel Energy | 85 | 13781 | IOU | 4069115 | 0 | Solar |  |  | Withdrawn |  | Protected Data | Protected Data | Protected Data | Residential | Solar* Rewards | 2020 |  | n/a
Xcel Energy | 85 | 13781 | IOU | 4069143 | 0 | Solar |  |  | Withdrawn |  | Protected Data | Protected Data | Protected Data | Residential | Solar* Rewards | 2020 |  | n/a
Xcel Energy | 85 | 13781 | IOU | 4069426 | 0 | Solar |  |  | Withdrawn |  | Protected Data | Protected Data | Protected Data | Residential | Solar* Rewards | 2020 |  | n/a
Xcel Energy | 85 | 13781 | IOU | 4072752 | 0 | Solar |  |  | Withdrawn |  | Protected Data | Protected Data | Protected Data | Residential | Solar* Rewards | 2020 |  | n/a
Xcel Energy | 85 | 13781 | IOU | 4073821 | 6 | Solar |  |  | Withdrawn |  | Protected Data | Protected Data | Protected Data | Residential | Solar* Rewards | 2020 |  | n/a
Xcel Energy | 85 | 13781 | IOU | 4074318 | 5 | Solar |  |  | Withdrawn |  | Protected Data | Protected Data | Protected Data | Residential | Solar* Rewards | 2020 |  | n/a
Xcel Energy | 85 | 13781 | IOU | 4078766 | 3.747 | Solar |  |  | Withdrawn |  | Protected Data | Protected Data | Protected Data | Residential | Solar* Rewards | 2020 |  | n/a
Xcel Energy | 85 | 13781 | IOU | 4078948 | 0 | Solar |  |  | Withdrawn |  | Protected Data | Protected Data | Protected Data | Residential | Solar* Rewards | 2020 |  | n/a
Xcel Energy | 85 | 13781 | IOU | 4081165 | 0 | Solar |  |  | Withdrawn |  | Protected Data | Protected Data | Protected Data | Community Solar Garden | Solar* Rewards Community | 2020 |  | n/a
Xcel Energy | 85 | 13781 | IOU | 4081698 | 0 | Solar |  |  | Withdrawn |  | Protected Data | Protected Data | Protected Data | Community Solar Garden | Solar* Rewards Community | 2020 |  | n/a
Xcel Energy | 85 | 13781 | IOU | 4081995 | 6.6 | Solar |  |  | Withdrawn |  | Protected Data | Protected Data | Protected Data | Residential | Solar* Rewards | 2020 |  | n/a
Xcel Energy | 85 | 13781 | IOU | 4082413 | 0.24 | Solar |  |  | Withdrawn |  | Protected Data | Protected Data | Protected Data | Residential | Solar* Rewards | 2020 |  | n/a
Xcel Energy | 85 | 13781 | IOU | 4082824 | 3.747 | Solar |  |  | Withdrawn |  | Protected Data | Protected Data | Protected Data | Residential | Solar* Rewards | 2020 |  | n/a
Xcel Energy | 85 | 13781 | IOU | 4083323 | 0 | Solar |  |  | Withdrawn |  | Protected Data | Protected Data | Protected Data | Residential | Solar* Rewards | 2020 |  | n/a
Xcel Energy | 85 | 13781 | IOU | 4084499 | 6.4 | Solar |  |  | Withdrawn |  | Protected Data | Protected Data | Protected Data | Residential | Solar* Rewards | 2020 |  | n/a
Xcel Energy | 85 | 13781 | IOU | 4084563 | 7.616 | Solar |  |  | Withdrawn |  | Protected Data | Protected Data | Protected Data | Residential | Solar* Rewards | 2020 |  | n/a
Xcel Energy | 85 | 13781 | IOU | 4087527 | 5 | Solar |  |  | Withdrawn |  | Protected Data | Protected Data | Protected Data | Residential | Solar* Rewards | 2020 |  | n/a
Xcel Energy | 85 | 13781 | IOU | 4088161 | 11.6 | Solar |  |  | Withdrawn |  | Protected Data | Protected Data | Protected Data | Residential | Solar* Rewards | 2020 |  | n/a
Xcel Energy | 85 | 13781 | IOU | 4089922 | 0 | Solar |  |  | Withdrawn |  | Protected Data | Protected Data | Protected Data | Residential | Solar* Rewards | 2020 |  | n/a
Xcel Energy | 85 | 13781 | IOU | 4091537 | 11.39 | Solar |  |  | Withdrawn |  | Protected Data | Protected Data | Protected Data | Residential | Solar* Rewards | 2020 |  | n/a
Xcel Energy | 85 | 13781 | IOU | 4092322 | 5 | Solar |  |  | Withdrawn |  | Protected Data | Protected Data | Protected Data | Residential | Solar* Rewards | 2020 |  | n/a
Xcel Energy | 85 | 13781 | IOU | 4094185 | 13.741 | Solar |  |  | Withdrawn |  | Protected Data | Protected Data | Protected Data | Residential | Solar* Rewards | 2020 |  | n/a
Xcel Energy | 85 | 13781 | IOU | 4096093 | 9.994 | Solar |  |  | Withdrawn |  | Protected Data | Protected Data | Protected Data | Residential | Solar* Rewards | 2020 |  | n/a
Xcel Energy | 85 | 13781 | IOU | 4101545 | 5 | Solar |  |  | Withdrawn |  | Protected Data | Protected Data | Protected Data | Residential | Solar* Rewards | 2020 |  | n/a
Xcel Energy | 85 | 13781 | IOU | 4101944 | 0 | Solar |  |  | Withdrawn |  | Protected Data | Protected Data | Protected Data | Community Solar Garden | Solar* Rewards Community | 2020 |  | n/a
Xcel Energy | 85 | 13781 | IOU | 4101971 | 7.38 | Solar |  |  | Withdrawn |  | Protected Data | Protected Data | Protected Data | Residential | Solar* Rewards | 2020 |  | n/a
Xcel Energy | 85 | 13781 | IOU | 4101995 | 7.93 | Solar |  |  | Withdrawn |  | Protected Data | Protected Data | Protected Data | Residential | Solar* Rewards | 2020 |  | n/a
Xcel Energy | 85 | 13781 | IOU | 4107530 | 5 | Solar |  |  | Withdrawn |  | Protected Data | Protected Data | Protected Data | Residential | Solar* Rewards | 2020 |  | n/a
Xcel Energy | 85 | 13781 | IOU | 4108550 | 0 | Solar |  |  | Withdrawn |  | Protected Data | Protected Data | Protected Data | Residential | Solar* Rewards | 2020 |  | n/a
Xcel Energy | 85 | 13781 | IOU | 4109474 | 3.92 | Solar |  |  | Withdrawn |  | Protected Data | Protected Data | Protected Data | Residential | Solar* Rewards | 2020 |  | n/a
Xcel Energy | 85 | 13781 | IOU | 4110971 | 7.616 | Solar |  |  | Withdrawn |  | Protected Data | Protected Data | Protected Data | Residential | Solar* Rewards | 2020 |  | n/a
Xcel Energy | 85 | 13781 | IOU | 4111334 | 5 | Solar |  |  | Withdrawn |  | Protected Data | Protected Data | Protected Data | Residential | Solar* Rewards | 2020 |  | n/a
Xcel Energy | 85 | 13781 | IOU | 4113663 | 5 | Solar |  |  | Withdrawn |  | Protected Data | Protected Data | Protected Data | Residential | Solar* Rewards | 2020 |  | n/a
Xcel Energy | 85 | 13781 | IOU | 4114004 | 5 | Solar |  |  | Withdrawn |  | Protected Data | Protected Data | Protected Data | Residential | Solar* Rewards | 2020 |  | n/a
Xcel Energy | 85 | 13781 | IOU | 4114089 | 6 | Solar |  |  | Withdrawn |  | Protected Data | Protected Data | Protected Data | Residential | Solar* Rewards | 2020 |  | n/a
Xcel Energy | 85 | 13781 | IOU | 4121869 | 11.363 | Solar |  |  | Withdrawn |  | Protected Data | Protected Data | Protected Data | Residential | Solar* Rewards | 2020 |  | n/a
Xcel Energy | 85 | 13781 | IOU | 4123941 | 0 | Solar |  |  | Withdrawn |  | Protected Data | Protected Data | Protected Data | Community Solar Garden | Solar* Rewards Community | 2020 |  | n/a
Xcel Energy | 85 | 13781 | IOU | 4133323 | 3.747 | Solar |  |  | Withdrawn |  | Protected Data | Protected Data | Protected Data | Residential | Solar* Rewards | 2020 |  | n/a
Xcel Energy | 85 | 13781 | IOU | 4136929 | 8.376 | Solar |  |  | Withdrawn |  | Protected Data | Protected Data | Protected Data | Residential | Solar* Rewards | 2020 |  | n/a
Xcel Energy | 85 | 13781 | IOU | 4138024 | 5 | Solar |  |  | Withdrawn |  | Protected Data | Protected Data | Protected Data | Residential | Solar* Rewards | 2020 |  | n/a
Xcel Energy | 85 | 13781 | IOU | 4139432 | 0 | Solar |  |  | Withdrawn |  | Protected Data | Protected Data | Protected Data | Residential | Solar* Rewards | 2020 |  | n/a
Xcel Energy | 85 | 13781 | IOU | 4142037 | 1000 | Solar |  |  | Withdrawn | Faribault | Protected Data | Protected Data | Protected Data | Community Solar Garden | Solar* Rewards Community | 2020 |  | n/a
Xcel Energy | 85 | 13781 | IOU | 4143246 | 6.38 | Solar |  |  | Withdrawn |  | Protected Data | Protected Data | Protected Data | Residential | Solar* Rewards | 2020 |  | n/a
Xcel Energy | 85 | 13781 | IOU | 4143655 | 17.61 | Solar |  |  | Withdrawn |  | Protected Data | Protected Data | Protected Data | Residential | Solar* Rewards | 2020 |  | n/a
Xcel Energy | 85 | 13781 | IOU | 4149372 | 7.616 | Solar |  |  | Withdrawn |  | Protected Data | Protected Data | Protected Data | Residential | Solar* Rewards | 2020 |  | n/a
Xcel Energy | 85 | 13781 | IOU | 4160180 | 18 | Solar |  |  | Withdrawn |  | Protected Data | Protected Data | Protected Data | Commercial | Solar* Rewards | 2020 |  | n/a
Xcel Energy | 85 | 13781 | IOU | 4161430 | 0 | Solar |  |  | Withdrawn |  | Protected Data | Protected Data | Protected Data | Residential | Solar* Rewards | 2020 |  | n/a
Xcel Energy | 85 | 13781 | IOU | 4167196 | 8.4 | Solar |  |  | Withdrawn |  | Protected Data | Protected Data | Protected Data | Residential | Solar* Rewards | 2020 |  | n/a
Xcel Energy | 85 | 13781 | IOU | 4170303 | 3.747 | Solar |  |  | Withdrawn |  | Protected Data | Protected Data | Protected Data | Residential | Solar* Rewards | 2020 |  | n/a
Xcel Energy | 85 | 13781 | IOU | 4172032 | 7.616 | Solar |  |  | Withdrawn |  | Protected Data | Protected Data | Protected Data | Residential | Solar* Rewards | 2020 |  | n/a
Xcel Energy | 85 | 13781 | IOU | 4172177 | 6 | Solar |  |  | Withdrawn |  | Protected Data | Protected Data | Protected Data | Residential | Solar* Rewards | 2020 |  | n/a
Xcel Energy | 85 | 13781 | IOU | 4174767 | 2.962 | Solar |  |  | Withdrawn |  | Protected Data | Protected Data | Protected Data | Residential | Solar* Rewards | 2020 |  | n/a
Xcel Energy | 85 | 13781 | IOU | 4181000 | 0 | Solar |  |  | Withdrawn |  | Protected Data | Protected Data | Protected Data | Community Solar Garden | Solar* Rewards Community | 2020 |  | n/a
Xcel Energy | 85 | 13781 | IOU | 4181625 | 1000 | Solar |  |  | Withdrawn | Annandale | Protected Data | Protected Data | Protected Data | Community Solar Garden | Solar* Rewards Community | 2020 |  | n/a
Xcel Energy | 85 | 13781 | IOU | 4184149 | 0 | Solar |  |  | Withdrawn |  | Protected Data | Protected Data | Protected Data | Residential | Solar* Rewards | 2020 |  | n/a
Xcel Energy | 85 | 13781 | IOU | 4190125 | 25 | Solar |  |  | Withdrawn |  | Protected Data | Protected Data | Protected Data | Commercial | Solar* Rewards | 2020 |  | n/a
Xcel Energy | 85 | 13781 | IOU | 4191110 | 30 | Solar |  |  | Withdrawn |  | Protected Data | Protected Data | Protected Data | Residential | Solar* Rewards | 2020 |  | n/a
Xcel Energy | 85 | 13781 | IOU | 4191937 | 7.83 | Solar |  |  | Withdrawn |  | Protected Data | Protected Data | Protected Data | Residential | Solar* Rewards | 2020 |  | n/a
Xcel Energy | 85 | 13781 | IOU | 4192047 | 5 | Solar |  |  | Withdrawn |  | Protected Data | Protected Data | Protected Data | Residential | Solar* Rewards | 2020 |  | n/a
Xcel Energy | 85 | 13781 | IOU | 4192382 | 4.08 | Solar |  |  | Withdrawn |  | Protected Data | Protected Data | Protected Data | Residential | Solar* Rewards | 2020 |  | n/a
Xcel Energy | 85 | 13781 | IOU | 4192465 | 7.616 | Solar |  |  | Withdrawn |  | Protected Data | Protected Data | Protected Data | Residential | Solar* Rewards | 2020 |  | n/a
Xcel Energy | 85 | 13781 | IOU | 4192495 | 7.616 | Solar |  |  | Withdrawn |  | Protected Data | Protected Data | Protected Data | Residential | Solar* Rewards | 2020 |  | n/a
Xcel Energy | 85 | 13781 | IOU | 4192577 | 6 | Solar |  |  | Withdrawn |  | Protected Data | Protected Data | Protected Data | Residential | Solar* Rewards | 2020 |  | n/a
Xcel Energy | 85 | 13781 | IOU | 4192601 | 7.616 | Solar |  |  | Withdrawn |  | Protected Data | Protected Data | Protected Data | Residential | Solar* Rewards | 2020 |  | n/a
Xcel Energy | 85 | 13781 | IOU | 4193426 | 0 | Solar |  |  | Withdrawn |  | Protected Data | Protected Data | Protected Data | Residential | Solar* Rewards | 2020 |  | n/a
Xcel Energy | 85 | 13781 | IOU | 4201340 | 1000 | Solar |  |  | Withdrawn | Maple Plain | Protected Data | Protected Data | Protected Data | Community Solar Garden | Solar* Rewards Community | 2020 |  | n/a
Xcel Energy | 85 | 13781 | IOU | 4201844 | 3.747 | Solar |  |  | Withdrawn |  | Protected Data | Protected Data | Protected Data | Residential | Solar* Rewards | 2020 |  | n/a
Xcel Energy | 85 | 13781 | IOU | 4201951 | 9.994 | Solar |  |  | Withdrawn |  | Protected Data | Protected Data | Protected Data | Residential | Solar* Rewards | 2020 |  | n/a
Xcel Energy | 85 | 13781 | IOU | 4203571 | 5.054 | Solar |  |  | Withdrawn |  | Protected Data | Protected Data | Protected Data | Residential | Solar* Rewards | 2020 |  | n/a
Xcel Energy | 85 | 13781 | IOU | 4204228 | 3.747 | Solar |  |  | Withdrawn |  | Protected Data | Protected Data | Protected Data | Residential | Solar* Rewards | 2020 |  | n/a
Xcel Energy | 85 | 13781 | IOU | 4212882 | 7.625 | Solar |  |  | Withdrawn |  | Protected Data | Protected Data | Protected Data | Residential | Solar* Rewards | 2020 |  | n/a
Xcel Energy | 85 | 13781 | IOU | 4215368 | 9.994 | Solar |  |  | Withdrawn |  | Protected Data | Protected Data | Protected Data | Residential | Solar* Rewards | 2020 |  | n/a
Xcel Energy | 85 | 13781 | IOU | 4215979 | 8.7 | Solar |  |  | Withdrawn |  | Protected Data | Protected Data | Protected Data | Residential | Solar* Rewards | 2020 |  | n/a
Xcel Energy | 85 | 13781 | IOU | 4219233 | 0 | Solar |  |  | Withdrawn |  | Protected Data | Protected Data | Protected Data | Residential | Solar* Rewards | 2020 |  | n/a
Xcel Energy | 85 | 13781 | IOU | 4239075 | 7.6 | Solar |  |  | Withdrawn |  | Protected Data | Protected Data | Protected Data | Commercial | Solar* Rewards | 2020 |  | n/a
Xcel Energy | 85 | 13781 | IOU | 4239101 | 6 | Solar |  |  | Withdrawn |  | Protected Data | Protected Data | Protected Data | Residential | Solar* Rewards | 2020 |  | n/a
Xcel Energy | 85 | 13781 | IOU | 4239581 | 7.616 | Solar |  |  | Withdrawn |  | Protected Data | Protected Data | Protected Data | Residential | Solar* Rewards | 2020 |  | n/a
Xcel Energy | 85 | 13781 | IOU | 4239777 | 9.994 | Solar |  |  | Withdrawn |  | Protected Data | Protected Data | Protected Data | Residential | Solar* Rewards | 2020 |  | n/a
Xcel Energy | 85 | 13781 | IOU | 4248186 | 3.747 | Solar |  |  | Withdrawn |  | Protected Data | Protected Data | Protected Data | Residential | Solar* Rewards | 2020 |  | n/a
Xcel Energy | 85 | 13781 | IOU | 4266115 | 7.616 | Solar |  |  | Withdrawn |  | Protected Data | Protected Data | Protected Data | Residential | Solar* Rewards | 2020 |  | n/a
Xcel Energy | 85 | 13781 | IOU | 4268692 | 6 | Solar |  |  | Withdrawn |  | Protected Data | Protected Data | Protected Data | Residential | Solar* Rewards | 2020 |  | n/a
Xcel Energy | 85 | 13781 | IOU | 4274748 | 5 | Solar |  |  | Withdrawn |  | Protected Data | Protected Data | Protected Data | Residential | Solar* Rewards | 2020 |  | n/a
Xcel Energy | 85 | 13781 | IOU | 4274796 | 10 | Solar |  |  | Withdrawn |  | Protected Data | Protected Data | Protected Data | Residential | Solar* Rewards | 2020 |  | n/a
Xcel Energy | 85 | 13781 | IOU | 4276100 | 9.994 | Solar |  |  | Withdrawn |  | Protected Data | Protected Data | Protected Data | Residential | Solar* Rewards | 2020 |  | n/a
Xcel Energy | 85 | 13781 | IOU | OID2806099 | 1650 | Wind |  |  | Withdrawn | Plymouth | Protected Data | Protected Data | Protected Data | Commercial | n/a | 2004 |  | n/a
Xcel Energy | 85 | 13781 | IOU | OID2806213 | 10000 | Wind |  |  | Withdrawn | Averill | Protected Data | Protected Data | Protected Data | Commercial | n/a | 2007 |  | n/a
Xcel Energy | 85 | 13781 | IOU | OID2806304 | 1500 | Wind |  |  | Withdrawn | Altura | Protected Data | Protected Data | Protected Data | Commercial | n/a | 2005 |  | n/a
Xcel Energy | 85 | 13781 | IOU | OID2806317 | 1500 | Wind |  |  | Withdrawn | Medina | Protected Data | Protected Data | Protected Data | Commercial | n/a | 2009 |  | n/a
Xcel Energy | 85 | 13781 | IOU | OID2806342 | 1650 | Wind |  |  | Withdrawn | Edina | Protected Data | Protected Data | Protected Data | Commercial | n/a | 2004 |  | n/a
Xcel Energy | 85 | 13781 | IOU | OID2806612 | 3500 | Solar |  |  | Withdrawn | Annandale | Protected Data | Protected Data | Protected Data | Commercial | n/a | 2013 |  | n/a
Xcel Energy | 85 | 13781 | IOU | OID2806613 | 8500 | Solar |  |  | Withdrawn | Buffalo | Protected Data | Protected Data | Protected Data | Commercial | n/a | 2013 |  | n/a
Xcel Energy | 85 | 13781 | IOU | OID2806615 | 4000 | Solar |  |  | Withdrawn | Shafer | Protected Data | Protected Data | Protected Data | Commercial | n/a | 2013 |  | n/a
Xcel Energy | 85 | 13781 | IOU | OID2806616 | 2500 | Solar |  |  | Withdrawn | Norwood Young America | Protected Data | Protected Data | Protected Data | Commercial | n/a | 2013 |  | n/a
Xcel Energy | 85 | 13781 | IOU | OID2806617 | 3000 | Solar |  |  | Withdrawn | Montrose | Protected Data | Protected Data | Protected Data | Commercial | n/a | 2013 |  | n/a
Xcel Energy | 85 | 13781 | IOU | OID2806618 | 2000 | Solar |  |  | Withdrawn | Saint Peter | Protected Data | Protected Data | Protected Data | Commercial | n/a | 2013 |  | n/a
Xcel Energy | 85 | 13781 | IOU | OID2806619 | 6500 | Solar |  |  | Withdrawn | Dodge Center | Protected Data | Protected Data | Protected Data | Commercial | n/a | 2013 |  | n/a
Xcel Energy | 85 | 13781 | IOU | OID2806639 | 10000 | Solar |  |  | Withdrawn | Waseca | Protected Data | Protected Data | Protected Data | Commercial | n/a | 2014 |  | n/a
Xcel Energy | 85 | 13781 | IOU | OID2806645 | 7500 | Solar |  |  | Withdrawn | North Branch | Protected Data | Protected Data | Protected Data | Commercial | n/a | 2014 |  | n/a
Xcel Energy | 85 | 13781 | IOU | OID2806646 | 5500 | Solar |  |  | Withdrawn | Mankato | Protected Data | Protected Data | Protected Data | Commercial | n/a | 2014 |  | n/a
Xcel Energy | 85 | 13781 | IOU | OID2806649 | 10000 | Solar |  |  | Withdrawn | Cold Spring | Protected Data | Protected Data | Protected Data | Commercial | n/a | 2014 |  | n/a
Xcel Energy | 85 | 13781 | IOU | OID2806653 | 2500 | Solar |  |  | Withdrawn | Faribault | Protected Data | Protected Data | Protected Data | Commercial | n/a | 2014 |  | n/a
Xcel Energy | 85 | 13781 | IOU | OID2806654 | 2000 | Solar |  |  | Withdrawn |  | Protected Data | Protected Data | Protected Data | Commercial | n/a | 2013 |  | n/a
Xcel Energy | 85 | 13781 | IOU | OID2806655 | 4000 | Solar |  |  | Withdrawn | Atwater | Protected Data | Protected Data | Protected Data | Commercial | n/a | 2013 |  | n/a
Xcel Energy | 85 | 13781 | IOU | OID2806657 | 10000 | Solar |  |  | Withdrawn | Minneapolis | Protected Data | Protected Data | Protected Data | Commercial | n/a | 2014 |  | n/a
Xcel Energy | 85 | 13781 | IOU | OID2806658 | 10000 | Solar |  |  | Withdrawn | Minneapolis | Protected Data | Protected Data | Protected Data | Commercial | n/a | 2014 |  | n/a
Xcel Energy | 85 | 13781 | IOU | OID2806659 | 9600 | Solar |  |  | Withdrawn | Minneapolis | Protected Data | Protected Data | Protected Data | Commercial | n/a | 2014 |  | n/a
Xcel Energy | 85 | 13781 | IOU | OID2806660 | 4100 | Solar |  |  | Withdrawn | Minneapolis | Protected Data | Protected Data | Protected Data | Commercial | n/a | 2014 |  | n/a
Xcel Energy | 85 | 13781 | IOU | OID2806661 | 6000 | Solar |  |  | Withdrawn | Minneapolis | Protected Data | Protected Data | Protected Data | Commercial | n/a | 2014 |  | n/a
Xcel Energy | 85 | 13781 | IOU | OID2806662 | 10000 | Solar |  |  | Withdrawn | Minneapolis | Protected Data | Protected Data | Protected Data | Commercial | n/a | 2014 |  | n/a
Xcel Energy | 85 | 13781 | IOU | OID2806663 | 10000 | Solar |  |  | Withdrawn | Minneapolis | Protected Data | Protected Data | Protected Data | Commercial | n/a | 2014 |  | n/a
Xcel Energy | 85 | 13781 | IOU | OID2806664 | 5000 | Solar |  |  | Withdrawn | Minneapolis | Protected Data | Protected Data | Protected Data | Commercial | n/a | 2014 |  | n/a
Xcel Energy | 85 | 13781 | IOU | OID2806665 | 10000 | Solar |  |  | Withdrawn | Minneapolis | Protected Data | Protected Data | Protected Data | Commercial | n/a | 2014 |  | n/a
Xcel Energy | 85 | 13781 | IOU | OID2806667 | 10000 | Solar |  |  | Withdrawn | Clear Lake | Protected Data | Protected Data | Protected Data | Commercial | n/a | 2014 |  | n/a
Xcel Energy | 85 | 13781 | IOU | OID2806668 | 10000 | Solar |  |  | Withdrawn | Janesville | Protected Data | Protected Data | Protected Data | Commercial | n/a | 2014 |  | n/a
Xcel Energy | 85 | 13781 | IOU | OID2806669 | 7000 | Solar |  |  | Withdrawn | Waite Park | Protected Data | Protected Data | Protected Data | Commercial | n/a | 2014 |  | n/a
Xcel Energy | 85 | 13781 | IOU | OID2806670 | 10000 | Solar |  |  | Withdrawn | Waite Park | Protected Data | Protected Data | Protected Data | Commercial | n/a | 2014 |  | n/a
Xcel Energy | 85 | 13781 | IOU | OID2806671 | 10000 | Solar |  |  | Withdrawn | Faribault | Protected Data | Protected Data | Protected Data | Commercial | n/a | 2014 |  | n/a
Xcel Energy | 85 | 13781 | IOU | OID2806675 | 10000 | Solar |  |  | Withdrawn | Monticello | Protected Data | Protected Data | Protected Data | Commercial | n/a | 2014 |  | n/a
Xcel Energy | 85 | 13781 | IOU | OID2806676 | 10000 | Solar |  |  | Withdrawn | Monticello | Protected Data | Protected Data | Protected Data | Commercial | n/a | 2014 |  | n/a
Xcel Energy | 85 | 13781 | IOU | OID2806677 | 10000 | Solar |  |  | Withdrawn | Monticello | Protected Data | Protected Data | Protected Data | Commercial | n/a | 2014 |  | n/a
Xcel Energy | 85 | 13781 | IOU | OID2806678 | 10000 | Solar |  |  | Withdrawn | Monticello | Protected Data | Protected Data | Protected Data | Commercial | n/a | 2014 |  | n/a
Xcel Energy | 85 | 13781 | IOU | OID2806679 | 10000 | Solar |  |  | Withdrawn | Monticello | Protected Data | Protected Data | Protected Data | Commercial | n/a | 2014 |  | n/a
Xcel Energy | 85 | 13781 | IOU | OID2806682 | 10000 | Solar |  |  | Withdrawn | Minneapolis | Protected Data | Protected Data | Protected Data | Commercial | n/a | 2014 |  | n/a
Xcel Energy | 85 | 13781 | IOU | OID2806683 | 5000 | Solar |  |  | Withdrawn | Paynesville | Protected Data | Protected Data | Protected Data | Commercial | n/a | 2013 |  | n/a
Xcel Energy | 85 | 13781 | IOU | OID2806684 | 5000 | Solar |  |  | Withdrawn | Waseca | Protected Data | Protected Data | Protected Data | Commercial | n/a | 2013 |  | n/a
Xcel Energy | 85 | 13781 | IOU | OID2806685 | 2000 | Solar |  |  | Withdrawn |  | Protected Data | Protected Data | Protected Data | Commercial | n/a | 2013 |  | n/a
Xcel Energy | 85 | 13781 | IOU | OID2806686 | 5500 | Solar |  |  | Withdrawn |  | Protected Data | Protected Data | Protected Data | Commercial | n/a | 2013 |  | n/a
Xcel Energy | 85 | 13781 | IOU | OID2806696 | 7000 | Solar |  |  | Withdrawn | Clara City | Protected Data | Protected Data | Protected Data | Commercial | n/a | 2014 |  | n/a
Xcel Energy | 85 | 13781 | IOU | OID2806697 | 5000 | Solar |  |  | Withdrawn | Dassel | Protected Data | Protected Data | Protected Data | Commercial | n/a | 2014 |  | n/a
Xcel Energy | 85 | 13781 | IOU | OID2806698 | 7000 | Solar |  |  | Withdrawn | Montevideo | Protected Data | Protected Data | Protected Data | Commercial | n/a | 2014 |  | n/a
Xcel Energy | 85 | 13781 | IOU | OID2806699 | 4000 | Solar |  |  | Withdrawn | Webster | Protected Data | Protected Data | Protected Data | Commercial | n/a | 2014 |  | n/a
Xcel Energy | 85 | 13781 | IOU | OID2806729 | 204 | Natural Gas |  |  | Withdrawn | Bloomington | Protected Data | Protected Data | Protected Data | Commercial | n/a | 2015 |  | n/a
Xcel Energy | 85 | 13781 | IOU | OID2806731 | 204 | Natural Gas |  |  | Withdrawn | Bloomington | Protected Data | Protected Data | Protected Data | Commercial | n/a | 2015 |  | n/a
Xcel Energy | 85 | 13781 | IOU | OID2806733 | 10000 | Solar |  |  | Withdrawn | Kasota | Protected Data | Protected Data | Protected Data | Commercial | n/a | 2015 |  | n/a
Xcel Energy | 85 | 13781 | IOU | OID3816629 | 5 | Natural Gas |  |  | Withdrawn | Saint Paul | Protected Data | Protected Data | Protected Data | Commercial | n/a | 2019 |  | n/a
Xcel Energy | 85 | 13781 | IOU | OID3851468 | 8 | Solar |  |  | Withdrawn | Saint Paul | Protected Data | Protected Data | Protected Data | Residential | Solar* Rewards | 2019 |  | n/a
Xcel Energy | 85 | 13781 | IOU | OID3892263 | 3.747 | Solar |  | X | Withdrawn | Shorewood | Protected Data | Protected Data | Protected Data | Residential | Solar* Rewards | 2019 |  | n/a
Xcel Energy | 85 | 13781 | IOU | OID3898419 | 325 | Solar |  |  | Withdrawn | Waterville | Protected Data | Protected Data | Protected Data | Commercial | Solar* Rewards | 2019 |  | n/a
Xcel Energy | 85 | 13781 | IOU | OID3898428 | 31 | Solar |  |  | Withdrawn | Waterville | Protected Data | Protected Data | Protected Data | Residential | Solar* Rewards | 2019 |  | n/a
Xcel Energy | 85 | 13781 | IOU | OID3908321 | 5 | Solar |  |  | Withdrawn | Waterville | Protected Data | Protected Data | Protected Data | Commercial | Solar* Rewards | 2019 |  | n/a
Xcel Energy | 85 | 13781 | IOU | OID3910106 | 5.52 | Solar |  |  | Withdrawn | Plymouth | Protected Data | Protected Data | Protected Data | Residential | Solar* Rewards | 2019 |  | n/a
Xcel Energy | 85 | 13781 | IOU | OID4040417 | 0 | Solar |  |  | Withdrawn | Saint Paul | Protected Data | Protected Data | Protected Data | Commercial | Solar* Rewards | 2019 |  | n/a
Xcel Energy | 85 | 13781 | IOU | SRC038434 | 124.6 | Solar |  |  | Withdrawn | Minneapolis | Protected Data | Protected Data | Protected Data | Community Solar Garden | Solar* Rewards Community | 2014 |  | n/a
Xcel Energy | 85 | 13781 | IOU | SRC038641 | 500 | Solar |  |  | Withdrawn | Northfield | Protected Data | Protected Data | Protected Data | Community Solar Garden | Solar* Rewards Community | 2014 |  | n/a
Xcel Energy | 85 | 13781 | IOU | SRC038666 | 300 | Solar |  |  | Withdrawn | Cannon Falls | Protected Data | Protected Data | Protected Data | Community Solar Garden | Solar* Rewards Community | 2014 |  | n/a
Xcel Energy | 85 | 13781 | IOU | SRC041209 | 972 | Solar |  |  | Withdrawn | South Haven | Protected Data | Protected Data | Protected Data | Community Solar Garden | Solar* Rewards Community | 2015 |  | n/a
Xcel Energy | 85 | 13781 | IOU | SRC041625 | 972 | Solar |  |  | Withdrawn | South Haven | Protected Data | Protected Data | Protected Data | Community Solar Garden | Solar* Rewards Community | 2015 |  | n/a
Xcel Energy | 85 | 13781 | IOU | SRC041626 | 972 | Solar |  |  | Withdrawn | South Haven | Protected Data | Protected Data | Protected Data | Community Solar Garden | Solar* Rewards Community | 2015 |  | n/a
Xcel Energy | 85 | 13781 | IOU | SRC041627 | 972 | Solar |  |  | Withdrawn | South Haven | Protected Data | Protected Data | Protected Data | Community Solar Garden | Solar* Rewards Community | 2015 |  | n/a
Xcel Energy | 85 | 13781 | IOU | SRC041628 | 972 | Solar |  |  | Withdrawn | South Haven | Protected Data | Protected Data | Protected Data | Community Solar Garden | Solar* Rewards Community | 2015 |  | n/a
Xcel Energy | 85 | 13781 | IOU | SRC041638 | 972 | Solar |  |  | Withdrawn | Cokato | Protected Data | Protected Data | Protected Data | Community Solar Garden | Solar* Rewards Community | 2015 |  | n/a
Xcel Energy | 85 | 13781 | IOU | SRC041639 | 972 | Solar |  |  | Withdrawn | Cokato | Protected Data | Protected Data | Protected Data | Community Solar Garden | Solar* Rewards Community | 2015 |  | n/a
Xcel Energy | 85 | 13781 | IOU | SRC041640 | 972 | Solar |  |  | Withdrawn | Cokato | Protected Data | Protected Data | Protected Data | Community Solar Garden | Solar* Rewards Community | 2015 |  | n/a
Xcel Energy | 85 | 13781 | IOU | SRC041688 | 972 | Solar |  |  | Withdrawn | Saint Joseph | Protected Data | Protected Data | Protected Data | Community Solar Garden | Solar* Rewards Community | 2015 |  | n/a
Xcel Energy | 85 | 13781 | IOU | SRC041689 | 972 | Solar |  |  | Withdrawn | Saint Joseph | Protected Data | Protected Data | Protected Data | Community Solar Garden | Solar* Rewards Community | 2015 |  | n/a
Xcel Energy | 85 | 13781 | IOU | SRC042325 | 250 | Solar |  |  | Withdrawn | Northfield | Protected Data | Protected Data | Protected Data | Community Solar Garden | Solar* Rewards Community | 2015 |  | n/a
Xcel Energy | 85 | 13781 | IOU | SRC042326 | 250 | Solar |  |  | Withdrawn | Northfield | Protected Data | Protected Data | Protected Data | Community Solar Garden | Solar* Rewards Community | 2015 |  | n/a
Xcel Energy | 85 | 13781 | IOU | SRC042327 | 250 | Solar |  |  | Withdrawn | Northfield | Protected Data | Protected Data | Protected Data | Community Solar Garden | Solar* Rewards Community | 2015 |  | n/a
Xcel Energy | 85 | 13781 | IOU | SRC042328 | 250 | Solar |  |  | Withdrawn | Northfield | Protected Data | Protected Data | Protected Data | Community Solar Garden | Solar* Rewards Community | 2015 |  | n/a
Xcel Energy | 85 | 13781 | IOU | SRC042329 | 250 | Solar |  |  | Withdrawn | Northfield | Protected Data | Protected Data | Protected Data | Community Solar Garden | Solar* Rewards Community | 2015 |  | n/a
Xcel Energy | 85 | 13781 | IOU | SRC042330 | 250 | Solar |  |  | Withdrawn | Northfield | Protected Data | Protected Data | Protected Data | Community Solar Garden | Solar* Rewards Community | 2015 |  | n/a
Xcel Energy | 85 | 13781 | IOU | SRC042331 | 250 | Solar |  |  | Withdrawn | Northfield | Protected Data | Protected Data | Protected Data | Community Solar Garden | Solar* Rewards Community | 2015 |  | n/a
Xcel Energy | 85 | 13781 | IOU | SRC042334 | 250 | Solar |  |  | Withdrawn | Northfield | Protected Data | Protected Data | Protected Data | Community Solar Garden | Solar* Rewards Community | 2015 |  | n/a
Xcel Energy | 85 | 13781 | IOU | SRC042337 | 250 | Solar |  |  | Withdrawn | Northfield | Protected Data | Protected Data | Protected Data | Community Solar Garden | Solar* Rewards Community | 2015 |  | n/a
Xcel Energy | 85 | 13781 | IOU | SRC042339 | 998 | Solar |  |  | Withdrawn | Albany | Protected Data | Protected Data | Protected Data | Community Solar Garden | Solar* Rewards Community | 2015 |  | n/a
Xcel Energy | 85 | 13781 | IOU | SRC042340 | 250 | Solar |  |  | Withdrawn | Northfield | Protected Data | Protected Data | Protected Data | Community Solar Garden | Solar* Rewards Community | 2015 |  | n/a
Xcel Energy | 85 | 13781 | IOU | SRC042341 | 250 | Solar |  |  | Withdrawn | Northfield | Protected Data | Protected Data | Protected Data | Community Solar Garden | Solar* Rewards Community | 2015 |  | n/a
Xcel Energy | 85 | 13781 | IOU | SRC042345 | 250 | Solar |  |  | Withdrawn | Northfield | Protected Data | Protected Data | Protected Data | Community Solar Garden | Solar* Rewards Community | 2015 |  | n/a
Xcel Energy | 85 | 13781 | IOU | SRC042346 | 250 | Solar |  |  | Withdrawn | Northfield | Protected Data | Protected Data | Protected Data | Community Solar Garden | Solar* Rewards Community | 2015 |  | n/a
Xcel Energy | 85 | 13781 | IOU | SRC042347 | 998 | Solar |  |  | Withdrawn | Clear Lake | Protected Data | Protected Data | Protected Data | Community Solar Garden | Solar* Rewards Community | 2015 |  | n/a
Xcel Energy | 85 | 13781 | IOU | SRC042350 | 250 | Solar |  |  | Withdrawn | Northfield | Protected Data | Protected Data | Protected Data | Community Solar Garden | Solar* Rewards Community | 2015 |  | n/a
Xcel Energy | 85 | 13781 | IOU | SRC042352 | 250 | Solar |  |  | Withdrawn | Northfield | Protected Data | Protected Data | Protected Data | Community Solar Garden | Solar* Rewards Community | 2015 |  | n/a
Xcel Energy | 85 | 13781 | IOU | SRC042468 | 950 | Solar |  |  | Withdrawn | Gibbon | Protected Data | Protected Data | Protected Data | Community Solar Garden | Solar* Rewards Community | 2015 |  | n/a
Xcel Energy | 85 | 13781 | IOU | SRC042471 | 950 | Solar |  |  | Withdrawn | Kenyon | Protected Data | Protected Data | Protected Data | Community Solar Garden | Solar* Rewards Community | 2015 |  | n/a
Xcel Energy | 85 | 13781 | IOU | SRC042472 | 950 | Solar |  |  | Withdrawn | Kenyon | Protected Data | Protected Data | Protected Data | Community Solar Garden | Solar* Rewards Community | 2015 |  | n/a
Xcel Energy | 85 | 13781 | IOU | SRC042475 | 950 | Solar |  |  | Withdrawn | Kenyon | Protected Data | Protected Data | Protected Data | Community Solar Garden | Solar* Rewards Community | 2015 |  | n/a
Xcel Energy | 85 | 13781 | IOU | SRC042487 | 950 | Solar |  |  | Withdrawn | Clear Lake | Protected Data | Protected Data | Protected Data | Community Solar Garden | Solar* Rewards Community | 2015 |  | n/a
Xcel Energy | 85 | 13781 | IOU | SRC042526 | 950 | Solar |  |  | Withdrawn | Hartland | Protected Data | Protected Data | Protected Data | Community Solar Garden | Solar* Rewards Community | 2015 |  | n/a
Xcel Energy | 85 | 13781 | IOU | SRC042527 | 950 | Solar |  |  | Withdrawn | Hartland | Protected Data | Protected Data | Protected Data | Community Solar Garden | Solar* Rewards Community | 2015 |  | n/a
Xcel Energy | 85 | 13781 | IOU | SRC042550 | 950 | Solar |  |  | Withdrawn | Pine Island | Protected Data | Protected Data | Protected Data | Community Solar Garden | Solar* Rewards Community | 2015 |  | n/a
Xcel Energy | 85 | 13781 | IOU | SRC042551 | 950 | Solar |  |  | Withdrawn | Pine Island | Protected Data | Protected Data | Protected Data | Community Solar Garden | Solar* Rewards Community | 2015 |  | n/a
Xcel Energy | 85 | 13781 | IOU | SRC042552 | 950 | Solar |  |  | Withdrawn | Pine Island | Protected Data | Protected Data | Protected Data | Community Solar Garden | Solar* Rewards Community | 2015 |  | n/a
Xcel Energy | 85 | 13781 | IOU | SRC042553 | 950 | Solar |  |  | Withdrawn | Pine Island | Protected Data | Protected Data | Protected Data | Community Solar Garden | Solar* Rewards Community | 2015 |  | n/a
Xcel Energy | 85 | 13781 | IOU | SRC042561 | 950 | Solar |  |  | Withdrawn | Tyler | Protected Data | Protected Data | Protected Data | Community Solar Garden | Solar* Rewards Community | 2015 |  | n/a
Xcel Energy | 85 | 13781 | IOU | SRC042562 | 200 | Solar |  |  | Withdrawn | Tyler | Protected Data | Protected Data | Protected Data | Community Solar Garden | Solar* Rewards Community | 2015 |  | n/a
Xcel Energy | 85 | 13781 | IOU | SRC042563 | 950 | Solar |  |  | Withdrawn | Tyler | Protected Data | Protected Data | Protected Data | Community Solar Garden | Solar* Rewards Community | 2015 |  | n/a
Xcel Energy | 85 | 13781 | IOU | SRC042564 | 950 | Solar |  |  | Withdrawn | Tyler | Protected Data | Protected Data | Protected Data | Community Solar Garden | Solar* Rewards Community | 2015 |  | n/a
Xcel Energy | 85 | 13781 | IOU | SRC042597 | 950 | Solar |  |  | Withdrawn | Franklin | Protected Data | Protected Data | Protected Data | Community Solar Garden | Solar* Rewards Community | 2015 |  | n/a
Xcel Energy | 85 | 13781 | IOU | SRC042598 | 950 | Solar |  |  | Withdrawn | Franklin | Protected Data | Protected Data | Protected Data | Community Solar Garden | Solar* Rewards Community | 2015 |  | n/a
Xcel Energy | 85 | 13781 | IOU | SRC042600 | 950 | Solar |  |  | Withdrawn | Franklin | Protected Data | Protected Data | Protected Data | Community Solar Garden | Solar* Rewards Community | 2015 |  | n/a
Xcel Energy | 85 | 13781 | IOU | SRC042603 | 950 | Solar |  |  | Withdrawn | Franklin | Protected Data | Protected Data | Protected Data | Community Solar Garden | Solar* Rewards Community | 2015 |  | n/a
Xcel Energy | 85 | 13781 | IOU | SRC042605 | 950 | Solar |  |  | Withdrawn | Franklin | Protected Data | Protected Data | Protected Data | Community Solar Garden | Solar* Rewards Community | 2015 |  | n/a
Xcel Energy | 85 | 13781 | IOU | SRC042608 | 950 | Solar |  |  | Withdrawn | Hector | Protected Data | Protected Data | Protected Data | Community Solar Garden | Solar* Rewards Community | 2015 |  | n/a
Xcel Energy | 85 | 13781 | IOU | SRC042613 | 950 | Solar |  |  | Withdrawn | Hector | Protected Data | Protected Data | Protected Data | Community Solar Garden | Solar* Rewards Community | 2015 |  | n/a
Xcel Energy | 85 | 13781 | IOU | SRC042629 | 950 | Solar |  |  | Withdrawn | Waconia | Protected Data | Protected Data | Protected Data | Community Solar Garden | Solar* Rewards Community | 2015 |  | n/a
Xcel Energy | 85 | 13781 | IOU | SRC042631 | 950 | Solar |  |  | Withdrawn | Waconia | Protected Data | Protected Data | Protected Data | Community Solar Garden | Solar* Rewards Community | 2015 |  | n/a
Xcel Energy | 85 | 13781 | IOU | SRC042641 | 950 | Solar |  |  | Withdrawn | Waconia | Protected Data | Protected Data | Protected Data | Community Solar Garden | Solar* Rewards Community | 2015 |  | n/a
Xcel Energy | 85 | 13781 | IOU | SRC042646 | 950 | Solar |  |  | Withdrawn | Waconia | Protected Data | Protected Data | Protected Data | Community Solar Garden | Solar* Rewards Community | 2015 |  | n/a
Xcel Energy | 85 | 13781 | IOU | SRC042648 | 950 | Solar |  |  | Withdrawn | Waconia | Protected Data | Protected Data | Protected Data | Community Solar Garden | Solar* Rewards Community | 2015 |  | n/a
Xcel Energy | 85 | 13781 | IOU | SRC042695 | 950 | Solar |  |  | Withdrawn | Saint Cloud | Protected Data | Protected Data | Protected Data | Community Solar Garden | Solar* Rewards Community | 2015 |  | n/a
Xcel Energy | 85 | 13781 | IOU | SRC042702 | 950 | Solar |  |  | Withdrawn | Red Wing | Protected Data | Protected Data | Protected Data | Community Solar Garden | Solar* Rewards Community | 2015 |  | n/a
Xcel Energy | 85 | 13781 | IOU | SRC042704 | 950 | Solar |  |  | Withdrawn | Red Wing | Protected Data | Protected Data | Protected Data | Community Solar Garden | Solar* Rewards Community | 2015 |  | n/a
Xcel Energy | 85 | 13781 | IOU | SRC042707 | 950 | Solar |  |  | Withdrawn | Afton | Protected Data | Protected Data | Protected Data | Community Solar Garden | Solar* Rewards Community | 2015 |  | n/a
Xcel Energy | 85 | 13781 | IOU | SRC042709 | 950 | Solar |  |  | Withdrawn | Afton | Protected Data | Protected Data | Protected Data | Community Solar Garden | Solar* Rewards Community | 2015 |  | n/a
Xcel Energy | 85 | 13781 | IOU | SRC042730 | 950 | Solar |  |  | Withdrawn | Saint Cloud | Protected Data | Protected Data | Protected Data | Community Solar Garden | Solar* Rewards Community | 2015 |  | n/a
Xcel Energy | 85 | 13781 | IOU | SRC042731 | 950 | Solar |  |  | Withdrawn | Saint Cloud | Protected Data | Protected Data | Protected Data | Community Solar Garden | Solar* Rewards Community | 2015 |  | n/a
Xcel Energy | 85 | 13781 | IOU | SRC045930 | 250 | Solar |  |  | Withdrawn | Nerstrand | Protected Data | Protected Data | Protected Data | Community Solar Garden | Solar* Rewards Community | 2016 |  | n/a
Xcel Energy | 85 | 13781 | IOU | SRC047169 | 57.6 | Solar |  |  | Withdrawn | Maple Grove | Protected Data | Protected Data | Protected Data | Community Solar Garden | Solar* Rewards Community | 2016 |  | n/a
Xcel Energy | 85 | 13781 | IOU | SRC047591 | 250 | Solar |  |  | Withdrawn | Saint Paul | Protected Data | Protected Data | Protected Data | Community Solar Garden | Solar* Rewards Community | 2016 |  | n/a
Xcel Energy | 85 | 13781 | IOU | SRC050649 | 250 | Solar |  |  | Withdrawn | Belview | Protected Data | Protected Data | Protected Data | Community Solar Garden | Solar* Rewards Community | 2016 |  | n/a
Xcel Energy | 85 | 13781 | IOU | SRC050651 | 210 | Solar |  |  | Withdrawn | Franklin | Protected Data | Protected Data | Protected Data | Community Solar Garden | Solar* Rewards Community | 2016 |  | n/a
Xcel Energy | 85 | 13781 | IOU | SRC052445 | 133.2 | Solar |  |  | Withdrawn | Mendota Heights | Protected Data | Protected Data | Protected Data | Community Solar Garden | Solar* Rewards Community | 2016 |  | n/a
Xcel Energy | 85 | 13781 | IOU | SRC052566 | 250 | Solar |  |  | Withdrawn | Minnesota City | Protected Data | Protected Data | Protected Data | Community Solar Garden | Solar* Rewards Community | 2016 |  | n/a
Xcel Energy | 85 | 13781 | IOU | SRC052570 | 468 | Solar |  |  | Withdrawn | Northfield | Protected Data | Protected Data | Protected Data | Community Solar Garden | Solar* Rewards Community | 2016 |  | n/a
Xcel Energy | 85 | 13781 | IOU | SRC052709 | 250 | Solar |  |  | Withdrawn | Minneapolis | Protected Data | Protected Data | Protected Data | Community Solar Garden | Solar* Rewards Community | 2016 |  | n/a
Xcel Energy | 85 | 13781 | IOU | SRC052771 | 200 | Solar |  |  | Withdrawn | Eagan | Protected Data | Protected Data | Protected Data | Community Solar Garden | Solar* Rewards Community | 2016 |  | n/a
Xcel Energy | 85 | 13781 | IOU | SRC052772 | 60 | Solar |  |  | Withdrawn | Eagan | Protected Data | Protected Data | Protected Data | Community Solar Garden | Solar* Rewards Community | 2016 |  | n/a
Xcel Energy | 85 | 13781 | IOU | SRC052775 | 225 | Solar |  |  | Withdrawn | Bloomington | Protected Data | Protected Data | Protected Data | Community Solar Garden | Solar* Rewards Community | 2016 |  | n/a
Xcel Energy | 85 | 13781 | IOU | SRC052776 | 115 | Solar |  |  | Withdrawn | Saint Louis Park | Protected Data | Protected Data | Protected Data | Community Solar Garden | Solar* Rewards Community | 2016 |  | n/a
Xcel Energy | 85 | 13781 | IOU | SRC063297 | 500 | Solar |  |  | Withdrawn | Hatfield | Protected Data | Protected Data | Protected Data | Community Solar Garden | Solar* Rewards Community | 2017 |  | n/a
Xcel Energy | 85 | 13781 | IOU | SRC069529 | 540 | Solar |  |  | Withdrawn | Bloomington | Protected Data | Protected Data | Protected Data | Community Solar Garden | Solar* Rewards Community | 2018 |  | n/a
Xcel Energy | 85 | 13781 | IOU | SRC069531 | 480 | Solar |  |  | Withdrawn | New Hope | Protected Data | Protected Data | Protected Data | Community Solar Garden | Solar* Rewards Community | 2018 |  | n/a
Xcel Energy | 85 | 13781 | IOU | SRC074634 | 550 | Solar |  |  | Withdrawn | Mazeppa | Protected Data | Protected Data | Protected Data | Community Solar Garden | Solar* Rewards Community | 2019 |  | n/a
Xcel Energy | 85 | 13781 | IOU | SRC074640 | 523 | Solar |  |  | Withdrawn | Millville | Protected Data | Protected Data | Protected Data | Community Solar Garden | Solar* Rewards Community | 2019 |  | n/a
Xcel Energy | 85 | 13781 | IOU | SRO12634 | 4 | Solar |  |  | Withdrawn | Austin | Protected Data | Protected Data | Protected Data | Residential | Solar* Rewards | 2010 |  | n/a
Xcel Energy | 85 | 13781 | IOU | SRO12635 | 5 | Solar |  |  | Withdrawn | Austin | Protected Data | Protected Data | Protected Data | Commercial | Solar* Rewards | 2010 |  | n/a
Xcel Energy | 85 | 13781 | IOU | SRO12636 | 39 | Solar |  |  | Withdrawn | Saint Paul | Protected Data | Protected Data | Protected Data | Residential | Solar* Rewards | 2010 |  | n/a
Xcel Energy | 85 | 13781 | IOU | SRO12643 | 6 | Solar |  |  | Withdrawn |  | Protected Data | Protected Data | Protected Data | Residential | Solar* Rewards | 2010 |  | n/a
Xcel Energy | 85 | 13781 | IOU | SRO12645 | 9 | Solar |  |  | Withdrawn | New Brighton | Protected Data | Protected Data | Protected Data | Commercial | Solar* Rewards | 2010 |  | n/a
Xcel Energy | 85 | 13781 | IOU | SRO12646 | 10 | Solar |  |  | Withdrawn | Brooklyn Park | Protected Data | Protected Data | Protected Data | Commercial | Solar* Rewards | 2010 |  | n/a
Xcel Energy | 85 | 13781 | IOU | SRO12648 | 10 | Solar |  |  | Withdrawn | West Saint Paul | Protected Data | Protected Data | Protected Data | Commercial | Solar* Rewards | 2010 |  | n/a
Xcel Energy | 85 | 13781 | IOU | SRO12649 | 7 | Solar |  |  | Withdrawn | Minneapolis | Protected Data | Protected Data | Protected Data | Commercial | Solar* Rewards | 2010 |  | n/a
Xcel Energy | 85 | 13781 | IOU | SRO12655 | 10 | Solar |  |  | Withdrawn | Fridley | Protected Data | Protected Data | Protected Data | Commercial | Solar* Rewards | 2010 |  | n/a
Xcel Energy | 85 | 13781 | IOU | SRO12660 | 10 | Solar |  |  | Withdrawn | Saint Paul | Protected Data | Protected Data | Protected Data | Commercial | Solar* Rewards | 2010 |  | n/a
Xcel Energy | 85 | 13781 | IOU | SRO12661 | 10 | Solar |  |  | Withdrawn | Saint Paul | Protected Data | Protected Data | Protected Data | Commercial | Solar* Rewards | 2010 |  | n/a
Xcel Energy | 85 | 13781 | IOU | SRO12662 | 10 | Solar |  |  | Withdrawn | Minneapolis | Protected Data | Protected Data | Protected Data | Commercial | Solar* Rewards | 2010 |  | n/a
Xcel Energy | 85 | 13781 | IOU | SRO12665 | 10 | Solar |  |  | Withdrawn | Bloomington | Protected Data | Protected Data | Protected Data | Commercial | Solar* Rewards | 2010 |  | n/a
Xcel Energy | 85 | 13781 | IOU | SRO12671 | 1 | Solar |  |  | Withdrawn | Blaine | Protected Data | Protected Data | Protected Data | Residential | Solar* Rewards | 2010 |  | n/a
Xcel Energy | 85 | 13781 | IOU | SRO12678 | 3 | Solar |  |  | Withdrawn | Mankato | Protected Data | Protected Data | Protected Data | Residential | Solar* Rewards | 2010 |  | n/a
Xcel Energy | 85 | 13781 | IOU | SRO12681 | 2 | Solar |  |  | Withdrawn | Saint Paul | Protected Data | Protected Data | Protected Data | Residential | Solar* Rewards | 2010 |  | n/a
Xcel Energy | 85 | 13781 | IOU | SRO12693 | 10 | Solar |  |  | Withdrawn | Saint Paul | Protected Data | Protected Data | Protected Data | Commercial | Solar* Rewards | 2010 |  | n/a
Xcel Energy | 85 | 13781 | IOU | SRO12698 | 10 | Solar |  |  | Withdrawn | Woodbury | Protected Data | Protected Data | Protected Data | Commercial | Solar* Rewards | 2010 |  | n/a
Xcel Energy | 85 | 13781 | IOU | SRO12701 | 0 | Solar |  |  | Withdrawn |  | Protected Data | Protected Data | Protected Data | Residential | Solar* Rewards | 2010 |  | n/a
Xcel Energy | 85 | 13781 | IOU | SRO12708 | 3 | Solar |  | X | Withdrawn | Merryold | Protected Data | Protected Data | Protected Data | Residential | Solar* Rewards | 2010 |  | n/a
Xcel Energy | 85 | 13781 | IOU | SRO12709 | 0 | Solar |  |  | Withdrawn | Lindstrom | Protected Data | Protected Data | Protected Data | Commercial | Solar* Rewards | 2010 |  | n/a
Xcel Energy | 85 | 13781 | IOU | SRO12724 | 40 | Solar |  |  | Withdrawn | Minneapolis | Protected Data | Protected Data | Protected Data | Commercial | Solar* Rewards | 2010 |  | n/a
Xcel Energy | 85 | 13781 | IOU | SRO12725 | 13 | Solar |  |  | Withdrawn | Fridley | Protected Data | Protected Data | Protected Data | Commercial | Solar* Rewards | 2010 |  | n/a
Xcel Energy | 85 | 13781 | IOU | SRO12726 | 10 | Solar |  |  | Withdrawn | Minneapolis | Protected Data | Protected Data | Protected Data | Commercial | Solar* Rewards | 2010 |  | n/a
Xcel Energy | 85 | 13781 | IOU | SRO12727 | 20 | Solar |  |  | Withdrawn | New Hope | Protected Data | Protected Data | Protected Data | Commercial | Solar* Rewards | 2010 |  | n/a
Xcel Energy | 85 | 13781 | IOU | SRO12731 | 10 | Solar |  |  | Withdrawn | Minneapolis | Protected Data | Protected Data | Protected Data | Commercial | Solar* Rewards | 2010 |  | n/a
Xcel Energy | 85 | 13781 | IOU | SRO12739 | 5 | Solar |  | X | Withdrawn | Cologne | Protected Data | Protected Data | Protected Data | Residential | Solar* Rewards | 2010 |  | n/a
Xcel Energy | 85 | 13781 | IOU | SRO12744 | 6 | Solar |  |  | Withdrawn | Woodbury | Protected Data | Protected Data | Protected Data | Residential | Solar* Rewards | 2010 |  | n/a
Xcel Energy | 85 | 13781 | IOU | SRO12746 | 3 | Solar |  |  | Withdrawn | Falcon Heights | Protected Data | Protected Data | Protected Data | Residential | Solar* Rewards | 2010 |  | n/a
Xcel Energy | 85 | 13781 | IOU | SRO12764 | 6 | Solar |  |  | Withdrawn | Woodbury | Protected Data | Protected Data | Protected Data | Residential | Solar* Rewards | 2010 |  | n/a
Xcel Energy | 85 | 13781 | IOU | SRO12765 | 40 | Solar |  |  | Withdrawn | Maple Grove | Protected Data | Protected Data | Protected Data | Commercial | Solar* Rewards | 2010 |  | n/a
Xcel Energy | 85 | 13781 | IOU | SRO12774 | 1 | Solar |  |  | Withdrawn | Minneapolis | Protected Data | Protected Data | Protected Data | Residential | Solar* Rewards | 2010 |  | n/a
Xcel Energy | 85 | 13781 | IOU | SRO12777 | 1 | Solar |  |  | Withdrawn | Sartell | Protected Data | Protected Data | Protected Data | Residential | Solar* Rewards | 2010 |  | n/a
Xcel Energy | 85 | 13781 | IOU | SRO12779 | 10 | Solar |  |  | Withdrawn | Saint Paul | Protected Data | Protected Data | Protected Data | Commercial | Solar* Rewards | 2010 |  | n/a
Xcel Energy | 85 | 13781 | IOU | SRO12801 | 4 | Solar |  |  | Withdrawn | Hopkins | Protected Data | Protected Data | Protected Data | Residential | Solar* Rewards | 2010 |  | n/a
Xcel Energy | 85 | 13781 | IOU | SRO12806 | 5 | Solar |  |  | Withdrawn | Minneapolis | Protected Data | Protected Data | Protected Data | Residential | Solar* Rewards | 2010 |  | n/a
Xcel Energy | 85 | 13781 | IOU | SRO12819 | 8 | Solar |  |  | Withdrawn | Avon | Protected Data | Protected Data | Protected Data | Residential | Solar* Rewards | 2010 |  | n/a
Xcel Energy | 85 | 13781 | IOU | SRO12846 | 3 | Solar |  |  | Withdrawn | Minneapolis | Protected Data | Protected Data | Protected Data | Residential | Solar* Rewards | 2010 |  | n/a
Xcel Energy | 85 | 13781 | IOU | SRO12861 | 5 | Solar |  |  | Withdrawn | Scandia | Protected Data | Protected Data | Protected Data | Commercial | Solar* Rewards | 2010 |  | n/a
Xcel Energy | 85 | 13781 | IOU | SRO12872 | 10 | Solar |  |  | Withdrawn | Minneapolis | Protected Data | Protected Data | Protected Data | Commercial | Solar* Rewards | 2010 |  | n/a
Xcel Energy | 85 | 13781 | IOU | SRO12873 | 10 | Solar |  |  | Withdrawn | Lakeville | Protected Data | Protected Data | Protected Data | Commercial | Solar* Rewards | 2010 |  | n/a
Xcel Energy | 85 | 13781 | IOU | SRO12901 | 0 | Solar |  |  | Withdrawn |  | Protected Data | Protected Data | Protected Data | Residential | Solar* Rewards | 2010 |  | n/a
Xcel Energy | 85 | 13781 | IOU | SRO12920 | 13 | Solar |  |  | Withdrawn | Morgan | Protected Data | Protected Data | Protected Data | Commercial | Solar* Rewards | 2010 |  | n/a
Xcel Energy | 85 | 13781 | IOU | SRO12945 | 8 | Solar |  |  | Withdrawn | Plymouth | Protected Data | Protected Data | Protected Data | Residential | Solar* Rewards | 2010 |  | n/a
Xcel Energy | 85 | 13781 | IOU | SRO12971 | 6 | Solar |  |  | Withdrawn | Clara City | Protected Data | Protected Data | Protected Data | Residential | Solar* Rewards | 2010 |  | n/a
Xcel Energy | 85 | 13781 | IOU | SRO12973 | 5 | Solar |  |  | Withdrawn | Saint Cloud | Protected Data | Protected Data | Protected Data | Commercial | Solar* Rewards | 2010 |  | n/a
Xcel Energy | 85 | 13781 | IOU | SRO12977 | 40 | Solar |  |  | Withdrawn | Saint Paul | Protected Data | Protected Data | Protected Data | Residential | Solar* Rewards | 2010 |  | n/a
Xcel Energy | 85 | 13781 | IOU | SRO13002 | 5 | Solar |  |  | Withdrawn | Saint Paul | Protected Data | Protected Data | Protected Data | Residential | Solar* Rewards | 2010 |  | n/a
Xcel Energy | 85 | 13781 | IOU | SRO13018 | 4 | Solar |  |  | Withdrawn | Saint Paul | Protected Data | Protected Data | Protected Data | Commercial | Solar* Rewards | 2010 |  | n/a
Xcel Energy | 85 | 13781 | IOU | SRO13143 | 7 | Solar |  |  | Withdrawn | Saint Paul | Protected Data | Protected Data | Protected Data | Residential | Solar* Rewards | 2010 |  | n/a
Xcel Energy | 85 | 13781 | IOU | SRO13152 | 4 | Solar |  |  | Withdrawn | Maplewood | Protected Data | Protected Data | Protected Data | Commercial | Solar* Rewards | 2010 |  | n/a
Xcel Energy | 85 | 13781 | IOU | SRO13153 | 10 | Solar |  |  | Withdrawn | Minneapolis | Protected Data | Protected Data | Protected Data | Commercial | Solar* Rewards | 2010 |  | n/a
Xcel Energy | 85 | 13781 | IOU | SRO13188 | 2 | Solar |  |  | Withdrawn | Belview | Protected Data | Protected Data | Protected Data | Residential | Solar* Rewards | 2011 |  | n/a
Xcel Energy | 85 | 13781 | IOU | SRO13193 | 0 | Solar |  |  | Withdrawn |  | Protected Data | Protected Data | Protected Data | Residential | Solar* Rewards | 2010 |  | n/a
Xcel Energy | 85 | 13781 | IOU | SRO13195 | 4 | Solar |  |  | Withdrawn | Montevideo | Protected Data | Protected Data | Protected Data | Residential | Solar* Rewards | 2010 |  | n/a
Xcel Energy | 85 | 13781 | IOU | SRO13196 | 4 | Solar |  |  | Withdrawn | Montevideo | Protected Data | Protected Data | Protected Data | Commercial | Solar* Rewards | 2010 |  | n/a
Xcel Energy | 85 | 13781 | IOU | SRO13204 | 15 | Solar |  |  | Withdrawn | Minneapolis | Protected Data | Protected Data | Protected Data | Commercial | Solar* Rewards | 2010 |  | n/a
Xcel Energy | 85 | 13781 | IOU | SRO13218 | 10 | Solar |  |  | Withdrawn | Eden Prairie | Protected Data | Protected Data | Protected Data | Commercial | Solar* Rewards | 2010 |  | n/a
Xcel Energy | 85 | 13781 | IOU | SRO13261 | 5 | Solar |  |  | Withdrawn | Winona | Protected Data | Protected Data | Protected Data | Residential | Solar* Rewards | 2010 |  | n/a
Xcel Energy | 85 | 13781 | IOU | SRO13301 | 5 | Solar |  |  | Withdrawn | Winona | Protected Data | Protected Data | Protected Data | Residential | Solar* Rewards | 2010 |  | n/a
Xcel Energy | 85 | 13781 | IOU | SRO13333 | 0 | Solar |  |  | Withdrawn |  | Protected Data | Protected Data | Protected Data | Residential | Solar* Rewards | 2010 |  | n/a
Xcel Energy | 85 | 13781 | IOU | SRO13342 | 11 | Solar |  |  | Withdrawn | Mantorville | Protected Data | Protected Data | Protected Data | Residential | Solar* Rewards | 2010 |  | n/a
Xcel Energy | 85 | 13781 | IOU | SRO13346 | 10 | Solar |  |  | Withdrawn | Minneapolis | Protected Data | Protected Data | Protected Data | Commercial | Solar* Rewards | 2010 |  | n/a
Xcel Energy | 85 | 13781 | IOU | SRO13470 | 2 | Solar |  |  | Withdrawn | Eden Prairie | Protected Data | Protected Data | Protected Data | Residential | Solar* Rewards | 2010 |  | n/a
Xcel Energy | 85 | 13781 | IOU | SRO13479 | 4 | Solar |  |  | Withdrawn | Saint Paul | Protected Data | Protected Data | Protected Data | Commercial | Solar* Rewards | 2010 |  | n/a
Xcel Energy | 85 | 13781 | IOU | SRO13639 | 3 | Solar |  |  | Withdrawn | Princeton | Protected Data | Protected Data | Protected Data | Residential | Solar* Rewards | 2010 |  | n/a
Xcel Energy | 85 | 13781 | IOU | SRO13640 | 1 | Solar |  |  | Withdrawn | Princeton | Protected Data | Protected Data | Protected Data | Residential | Solar* Rewards | 2010 |  | n/a
Xcel Energy | 85 | 13781 | IOU | SRO13691 | 3 | Solar |  |  | Withdrawn | Brooklyn Park | Protected Data | Protected Data | Protected Data | Residential | Solar* Rewards | 2010 |  | n/a
Xcel Energy | 85 | 13781 | IOU | SRO13818 | 3 | Solar |  | X | Withdrawn | Excelsior | Protected Data | Protected Data | Protected Data | Residential | Solar* Rewards | 2010 |  | n/a
Xcel Energy | 85 | 13781 | IOU | SRO13838 | 40 | Solar |  |  | Withdrawn | Rogers | Protected Data | Protected Data | Protected Data | Commercial | Solar* Rewards | 2010 |  | n/a
Xcel Energy | 85 | 13781 | IOU | SRO13868 | 0 | Solar |  |  | Withdrawn | Saint Cloud | Protected Data | Protected Data | Protected Data | Residential | Solar* Rewards | 2010 |  | n/a
Xcel Energy | 85 | 13781 | IOU | SRO13971 | 5 | Solar |  |  | Withdrawn | Minneapolis | Protected Data | Protected Data | Protected Data | Residential | Solar* Rewards | 2010 |  | n/a
Xcel Energy | 85 | 13781 | IOU | SRO14146 | 0 | Solar |  |  | Withdrawn | Golden Valley | Protected Data | Protected Data | Protected Data | Residential | Solar* Rewards | 2010 |  | n/a
Xcel Energy | 85 | 13781 | IOU | SRO14147 | 0 | Solar |  |  | Withdrawn |  | Protected Data | Protected Data | Protected Data | Residential | Solar* Rewards | 2010 |  | n/a
Xcel Energy | 85 | 13781 | IOU | SRO14242 | 0 | Solar |  |  | Withdrawn | South Saint Paul | Protected Data | Protected Data | Protected Data | Residential | Solar* Rewards | 2010 |  | n/a
Xcel Energy | 85 | 13781 | IOU | SRO14243 | 0 | Solar |  |  | Withdrawn |  | Protected Data | Protected Data | Protected Data | Residential | Solar* Rewards | 2010 |  | n/a
Xcel Energy | 85 | 13781 | IOU | SRO14252 | 3 | Solar |  |  | Withdrawn | Minneapolis | Protected Data | Protected Data | Protected Data | Residential | Solar* Rewards | 2010 |  | n/a
Xcel Energy | 85 | 13781 | IOU | SRO14452 | 4 | Solar |  |  | Withdrawn | Shoreview | Protected Data | Protected Data | Protected Data | Residential | Solar* Rewards | 2010 |  | n/a
Xcel Energy | 85 | 13781 | IOU | SRO14457 | 5 | Solar |  |  | Withdrawn | Grant | Protected Data | Protected Data | Protected Data | Residential | Solar* Rewards | 2010 |  | n/a
Xcel Energy | 85 | 13781 | IOU | SRO14477 | 40 | Solar |  |  | Withdrawn | Bloomington | Protected Data | Protected Data | Protected Data | Commercial | Solar* Rewards | 2010 |  | n/a
Xcel Energy | 85 | 13781 | IOU | SRO14628 | 38 | Solar |  |  | Withdrawn | Marine On Saint Croix | Protected Data | Protected Data | Protected Data | Commercial | Solar* Rewards | 2010 |  | n/a
Xcel Energy | 85 | 13781 | IOU | SRO14638 | 4 | Solar |  |  | Withdrawn | Waite Park | Protected Data | Protected Data | Protected Data | Commercial | Solar* Rewards | 2010 |  | n/a
Xcel Energy | 85 | 13781 | IOU | SRO14670 | 0 | Solar |  |  | Withdrawn |  | Protected Data | Protected Data | Protected Data | Residential | Solar* Rewards | 2010 |  | n/a
Xcel Energy | 85 | 13781 | IOU | SRO14671 | 0 | Solar |  |  | Withdrawn |  | Protected Data | Protected Data | Protected Data | Residential | Solar* Rewards | 2010 |  | n/a
Xcel Energy | 85 | 13781 | IOU | SRO14672 | 14 | Solar |  |  | Withdrawn | Currie | Protected Data | Protected Data | Protected Data | Commercial | Solar* Rewards | 2010 |  | n/a
Xcel Energy | 85 | 13781 | IOU | SRO14676 | 15 | Solar |  |  | Withdrawn | Hastings | Protected Data | Protected Data | Protected Data | Commercial | Solar* Rewards | 2010 |  | n/a
Xcel Energy | 85 | 13781 | IOU | SRO14677 | 16 | Solar |  |  | Withdrawn | Watson | Protected Data | Protected Data | Protected Data | Commercial | Solar* Rewards | 2010 |  | n/a
Xcel Energy | 85 | 13781 | IOU | SRO14685 | 40 | Solar |  |  | Withdrawn | Bloomington | Protected Data | Protected Data | Protected Data | Commercial | Solar* Rewards | 2010 |  | n/a
Xcel Energy | 85 | 13781 | IOU | SRO14686 | 40 | Solar |  |  | Withdrawn | Eagan | Protected Data | Protected Data | Protected Data | Commercial | Solar* Rewards | 2010 |  | n/a
Xcel Energy | 85 | 13781 | IOU | SRO14687 | 40 | Solar |  |  | Withdrawn | Eagan | Protected Data | Protected Data | Protected Data | Commercial | Solar* Rewards | 2010 |  | n/a
Xcel Energy | 85 | 13781 | IOU | SRO14803 | 0 | Solar |  |  | Withdrawn |  | Protected Data | Protected Data | Protected Data | Residential | Solar* Rewards | 2010 |  | n/a
Xcel Energy | 85 | 13781 | IOU | SRO14806 | 0 | Solar |  |  | Withdrawn | Bloomington | Protected Data | Protected Data | Protected Data | Commercial | Solar* Rewards | 2010 |  | n/a
Xcel Energy | 85 | 13781 | IOU | SRO14874 | 21 | Solar |  |  | Withdrawn | Plymouth | Protected Data | Protected Data | Protected Data | Commercial | Solar* Rewards | 2010 |  | n/a
Xcel Energy | 85 | 13781 | IOU | SRO14979 | 0 | Solar |  |  | Withdrawn |  | Protected Data | Protected Data | Protected Data | Residential | Solar* Rewards | 2010 |  | n/a
Xcel Energy | 85 | 13781 | IOU | SRO15002 | 0 | Solar |  |  | Withdrawn | Minneapolis | Protected Data | Protected Data | Protected Data | Commercial | Solar* Rewards | 2010 |  | n/a
Xcel Energy | 85 | 13781 | IOU | SRO15012 | 0 | Solar |  |  | Withdrawn | Minneapolis | Protected Data | Protected Data | Protected Data | Commercial | Solar* Rewards | 2010 |  | n/a
Xcel Energy | 85 | 13781 | IOU | SRO15013 | 0 | Solar |  |  | Withdrawn |  | Protected Data | Protected Data | Protected Data | Residential | Solar* Rewards | 2010 |  | n/a
Xcel Energy | 85 | 13781 | IOU | SRO15065 | 5 | Solar |  |  | Withdrawn | Tyler | Protected Data | Protected Data | Protected Data | Commercial | Solar* Rewards | 2010 |  | n/a
Xcel Energy | 85 | 13781 | IOU | SRO15066 | 3 | Solar |  |  | Withdrawn | Saint Cloud | Protected Data | Protected Data | Protected Data | Residential | Solar* Rewards | 2010 |  | n/a
Xcel Energy | 85 | 13781 | IOU | SRO15077 | 0 | Solar |  |  | Withdrawn | Minneapolis | Protected Data | Protected Data | Protected Data | Commercial | Solar* Rewards | 2010 |  | n/a
Xcel Energy | 85 | 13781 | IOU | SRO15349 | 4 | Solar |  |  | Withdrawn | Afton | Protected Data | Protected Data | Protected Data | Residential | Solar* Rewards | 2010 |  | n/a
Xcel Energy | 85 | 13781 | IOU | SRO15402 | 0 | Solar |  |  | Withdrawn | Bloomington | Protected Data | Protected Data | Protected Data | Commercial | Solar* Rewards | 2010 |  | n/a
Xcel Energy | 85 | 13781 | IOU | SRO15417 | 0 | Solar |  |  | Withdrawn | Bloomington | Protected Data | Protected Data | Protected Data | Commercial | Solar* Rewards | 2010 |  | n/a
Xcel Energy | 85 | 13781 | IOU | SRO15429 | 7 | Solar |  |  | Withdrawn | Minneapolis | Protected Data | Protected Data | Protected Data | Commercial | Solar* Rewards | 2010 |  | n/a
Xcel Energy | 85 | 13781 | IOU | SRO15477 | 0 | Solar |  |  | Withdrawn | Bloomington | Protected Data | Protected Data | Protected Data | Commercial | Solar* Rewards | 2010 |  | n/a
Xcel Energy | 85 | 13781 | IOU | SRO15501 | 1 | Solar |  |  | Withdrawn | Minneapolis | Protected Data | Protected Data | Protected Data | Residential | Solar* Rewards | 2011 |  | n/a
Xcel Energy | 85 | 13781 | IOU | SRO15530 | 40 | Solar |  |  | Withdrawn | Eagan | Protected Data | Protected Data | Protected Data | Commercial | Solar* Rewards | 2010 |  | n/a
Xcel Energy | 85 | 13781 | IOU | SRO15532 | 40 | Solar |  |  | Withdrawn | Bloomington | Protected Data | Protected Data | Protected Data | Commercial | Solar* Rewards | 2010 |  | n/a
Xcel Energy | 85 | 13781 | IOU | SRO15548 | 8 | Solar |  |  | Withdrawn | Avon | Protected Data | Protected Data | Protected Data | Residential | Solar* Rewards | 2010 |  | n/a
Xcel Energy | 85 | 13781 | IOU | SRO15572 | 40 | Solar |  |  | Withdrawn | Saint Paul | Protected Data | Protected Data | Protected Data | Commercial | Solar* Rewards | 2010 |  | n/a
Xcel Energy | 85 | 13781 | IOU | SRO15573 | 40 | Solar |  |  | Withdrawn | Minneapolis | Protected Data | Protected Data | Protected Data | Commercial | Solar* Rewards | 2010 |  | n/a
Xcel Energy | 85 | 13781 | IOU | SRO15575 | 40 | Solar |  |  | Withdrawn | Minneapolis | Protected Data | Protected Data | Protected Data | Commercial | Solar* Rewards | 2010 |  | n/a
Xcel Energy | 85 | 13781 | IOU | SRO15590 | 40 | Solar |  |  | Withdrawn | Minneapolis | Protected Data | Protected Data | Protected Data | Commercial | Solar* Rewards | 2010 |  | n/a
Xcel Energy | 85 | 13781 | IOU | SRO15592 | 40 | Solar |  |  | Withdrawn | Minneapolis | Protected Data | Protected Data | Protected Data | Commercial | Solar* Rewards | 2010 |  | n/a
Xcel Energy | 85 | 13781 | IOU | SRO15598 | 4 | Solar |  |  | Withdrawn | Winona | Protected Data | Protected Data | Protected Data | Residential | Solar* Rewards | 2010 |  | n/a
Xcel Energy | 85 | 13781 | IOU | SRO15632 | 19 | Solar |  |  | Withdrawn | Brooklyn Park | Protected Data | Protected Data | Protected Data | Commercial | Solar* Rewards | 2010 |  | n/a
Xcel Energy | 85 | 13781 | IOU | SRO15691 | 26 | Solar |  |  | Withdrawn | Cold Spring | Protected Data | Protected Data | Protected Data | Commercial | Solar* Rewards | 2010 |  | n/a
Xcel Energy | 85 | 13781 | IOU | SRO15767 | 18 | Solar |  |  | Withdrawn | Farmington | Protected Data | Protected Data | Protected Data | Commercial | Solar* Rewards | 2010 |  | n/a
Xcel Energy | 85 | 13781 | IOU | SRO15770 | 4 | Solar |  |  | Withdrawn | Golden Valley | Protected Data | Protected Data | Protected Data | Commercial | Solar* Rewards | 2011 |  | n/a
Xcel Energy | 85 | 13781 | IOU | SRO15909 | 0 | Solar |  |  | Withdrawn | Bloomington | Protected Data | Protected Data | Protected Data | Commercial | Solar* Rewards | 2010 |  | n/a
Xcel Energy | 85 | 13781 | IOU | SRO15966 | 39 | Solar |  |  | Withdrawn | Waconia | Protected Data | Protected Data | Protected Data | Commercial | Solar* Rewards | 2010 |  | n/a
Xcel Energy | 85 | 13781 | IOU | SRO16005 | 40 | Solar |  |  | Withdrawn | Burnsville | Protected Data | Protected Data | Protected Data | Commercial | Solar* Rewards | 2010 |  | n/a
Xcel Energy | 85 | 13781 | IOU | SRO16085 | 40 | Solar |  |  | Withdrawn | Bloomington | Protected Data | Protected Data | Protected Data | Commercial | Solar* Rewards | 2010 |  | n/a
Xcel Energy | 85 | 13781 | IOU | SRO16102 | 4 | Solar |  |  | Withdrawn | Mankato | Protected Data | Protected Data | Protected Data | Residential | Solar* Rewards | 2010 |  | n/a
Xcel Energy | 85 | 13781 | IOU | SRO16168 | 38 | Solar |  |  | Withdrawn | Plymouth | Protected Data | Protected Data | Protected Data | Commercial | Solar* Rewards | 2011 |  | n/a
Xcel Energy | 85 | 13781 | IOU | SRO16490 | 6 | Solar |  |  | Withdrawn | Minneapolis | Protected Data | Protected Data | Protected Data | Commercial | Solar* Rewards | 2011 |  | n/a
Xcel Energy | 85 | 13781 | IOU | SRO16552 | 0 | Solar |  |  | Withdrawn | Brooklyn Park | Protected Data | Protected Data | Protected Data | Residential | Solar* Rewards | 2011 |  | n/a
Xcel Energy | 85 | 13781 | IOU | SRO16566 | 6 | Solar |  |  | Withdrawn | Eden Prairie | Protected Data | Protected Data | Protected Data | Residential | Solar* Rewards | 2011 |  | n/a
Xcel Energy | 85 | 13781 | IOU | SRO16608 | 0 | Solar |  |  | Withdrawn | Brooklyn Park | Protected Data | Protected Data | Protected Data | Residential | Solar* Rewards | 2011 |  | n/a
Xcel Energy | 85 | 13781 | IOU | SRO16708 | 11 | Solar |  |  | Withdrawn | Plymouth | Protected Data | Protected Data | Protected Data | Commercial | Solar* Rewards | 2011 |  | n/a
Xcel Energy | 85 | 13781 | IOU | SRO16727 | 0 | Solar |  |  | Withdrawn | Saint Paul | Protected Data | Protected Data | Protected Data | Residential | Solar* Rewards | 2011 |  | n/a
Xcel Energy | 85 | 13781 | IOU | SRO16733 | 40 | Solar |  |  | Withdrawn | Woodbury | Protected Data | Protected Data | Protected Data | Commercial | Solar* Rewards | 2011 |  | n/a
Xcel Energy | 85 | 13781 | IOU | SRO16753 | 40 | Solar |  |  | Withdrawn | Saint Paul | Protected Data | Protected Data | Protected Data | Commercial | Solar* Rewards | 2011 |  | n/a
Xcel Energy | 85 | 13781 | IOU | SRO16755 | 40 | Solar |  |  | Withdrawn | Minneapolis | Protected Data | Protected Data | Protected Data | Commercial | Solar* Rewards | 2011 |  | n/a
Xcel Energy | 85 | 13781 | IOU | SRO16756 | 40 | Solar |  |  | Withdrawn | Minneapolis | Protected Data | Protected Data | Protected Data | Commercial | Solar* Rewards | 2011 |  | n/a
Xcel Energy | 85 | 13781 | IOU | SRO17088 | 40 | Solar |  |  | Withdrawn | Eden Prairie | Protected Data | Protected Data | Protected Data | Commercial | Solar* Rewards | 2011 |  | n/a
Xcel Energy | 85 | 13781 | IOU | SRO17129 | 0 | Solar |  |  | Withdrawn | Bloomington | Protected Data | Protected Data | Protected Data | Commercial | Solar* Rewards | 2011 |  | n/a
Xcel Energy | 85 | 13781 | IOU | SRO17138 | 17 | Solar |  |  | Withdrawn | Richfield | Protected Data | Protected Data | Protected Data | Residential | Solar* Rewards | 2011 |  | n/a
Xcel Energy | 85 | 13781 | IOU | SRO17151 | 40 | Solar |  |  | Withdrawn | Brooklyn Park | Protected Data | Protected Data | Protected Data | Commercial | Solar* Rewards | 2011 |  | n/a
Xcel Energy | 85 | 13781 | IOU | SRO17166 | 0 | Solar |  |  | Withdrawn |  | Protected Data | Protected Data | Protected Data | Residential | Solar* Rewards | 2011 |  | n/a
Xcel Energy | 85 | 13781 | IOU | SRO17171 | 39 | Solar |  |  | Withdrawn | Minneapolis | Protected Data | Protected Data | Protected Data | Commercial | Solar* Rewards | 2011 |  | n/a
Xcel Energy | 85 | 13781 | IOU | SRO17173 | 40 | Solar |  |  | Withdrawn | Maple Grove | Protected Data | Protected Data | Protected Data | Commercial | Solar* Rewards | 2011 |  | n/a
Xcel Energy | 85 | 13781 | IOU | SRO17760 | 39 | Solar |  |  | Withdrawn | Bloomington | Protected Data | Protected Data | Protected Data | Commercial | Solar* Rewards | 2011 |  | n/a
Xcel Energy | 85 | 13781 | IOU | SRO17882 | 30 | Solar |  |  | Withdrawn | Waite Park | Protected Data | Protected Data | Protected Data | Commercial | Solar* Rewards | 2011 |  | n/a
Xcel Energy | 85 | 13781 | IOU | SRO17896 | 0 | Solar |  |  | Withdrawn |  | Protected Data | Protected Data | Protected Data | Residential | Solar* Rewards | 2011 |  | n/a
Xcel Energy | 85 | 13781 | IOU | SRO17897 | 40 | Solar |  |  | Withdrawn | Maple Grove | Protected Data | Protected Data | Protected Data | Commercial | Solar* Rewards | 2011 |  | n/a
Xcel Energy | 85 | 13781 | IOU | SRO17951 | 0 | Solar |  |  | Withdrawn | Brooklyn Park | Protected Data | Protected Data | Protected Data | Residential | Solar* Rewards | 2011 |  | n/a
Xcel Energy | 85 | 13781 | IOU | SRO17959 | 2 | Solar |  |  | Withdrawn | Montrose | Protected Data | Protected Data | Protected Data | Residential | Solar* Rewards | 2011 |  | n/a
Xcel Energy | 85 | 13781 | IOU | SRO17995 | 0 | Solar |  |  | Withdrawn | Hopkins | Protected Data | Protected Data | Protected Data | Commercial | Solar* Rewards | 2011 |  | n/a
Xcel Energy | 85 | 13781 | IOU | SRO18016 | 0 | Solar |  |  | Withdrawn |  | Protected Data | Protected Data | Protected Data | Residential | Solar* Rewards | 2011 |  | n/a
Xcel Energy | 85 | 13781 | IOU | SRO18017 | 40 | Solar |  |  | Withdrawn | Maplewood | Protected Data | Protected Data | Protected Data | Commercial | Solar* Rewards | 2011 |  | n/a
Xcel Energy | 85 | 13781 | IOU | SRO18028 | 39 | Solar |  |  | Withdrawn | Maplewood | Protected Data | Protected Data | Protected Data | Commercial | Solar* Rewards | 2011 |  | n/a
Xcel Energy | 85 | 13781 | IOU | SRO18032 | 39 | Solar |  |  | Withdrawn | Woodbury | Protected Data | Protected Data | Protected Data | Commercial | Solar* Rewards | 2011 |  | n/a
Xcel Energy | 85 | 13781 | IOU | SRO18047 | 40 | Solar |  |  | Withdrawn | Minneapolis | Protected Data | Protected Data | Protected Data | Commercial | Solar* Rewards | 2011 |  | n/a
Xcel Energy | 85 | 13781 | IOU | SRO18055 | 4 | Solar |  |  | Withdrawn | Starbuck | Protected Data | Protected Data | Protected Data | Residential | Solar* Rewards | 2011 |  | n/a
Xcel Energy | 85 | 13781 | IOU | SRO18069 | 39 | Solar |  |  | Withdrawn | Falcon Heights | Protected Data | Protected Data | Protected Data | Commercial | Solar* Rewards | 2011 |  | n/a
Xcel Energy | 85 | 13781 | IOU | SRO18083 | 0 | Solar |  |  | Withdrawn | Pine Island | Protected Data | Protected Data | Protected Data | Residential | Solar* Rewards | 2011 |  | n/a
Xcel Energy | 85 | 13781 | IOU | SRO18183 | 2 | Solar |  |  | Withdrawn | Mankato | Protected Data | Protected Data | Protected Data | Residential | Solar* Rewards | 2011 |  | n/a
Xcel Energy | 85 | 13781 | IOU | SRO18194 | 11 | Solar |  |  | Withdrawn | Hopkins | Protected Data | Protected Data | Protected Data | Commercial | Solar* Rewards | 2011 |  | n/a
Xcel Energy | 85 | 13781 | IOU | SRO18307 | 17 | Solar |  |  | Withdrawn | Minneapolis | Protected Data | Protected Data | Protected Data | Commercial | Solar* Rewards | 2011 |  | n/a
Xcel Energy | 85 | 13781 | IOU | SRO18311 | 10 | Solar |  |  | Withdrawn | Taylors Falls | Protected Data | Protected Data | Protected Data | Commercial | Solar* Rewards | 2011 |  | n/a
Xcel Energy | 85 | 13781 | IOU | SRO18336 | 17 | Solar |  |  | Withdrawn | Pine Island | Protected Data | Protected Data | Protected Data | Residential | Solar* Rewards | 2011 |  | n/a
Xcel Energy | 85 | 13781 | IOU | SRO18392 | 5 | Solar |  |  | Withdrawn | Saint Cloud | Protected Data | Protected Data | Protected Data | Commercial | Solar* Rewards | 2011 |  | n/a
Xcel Energy | 85 | 13781 | IOU | SRO18403 | 0 | Solar |  |  | Withdrawn |  | Protected Data | Protected Data | Protected Data | Residential | Solar* Rewards | 2011 |  | n/a
Xcel Energy | 85 | 13781 | IOU | SRO18416 | 8 | Solar |  |  | Withdrawn | Saint Paul | Protected Data | Protected Data | Protected Data | Commercial | Solar* Rewards | 2011 |  | n/a
Xcel Energy | 85 | 13781 | IOU | SRO18417 | 12 | Solar |  |  | Withdrawn | Saint Paul | Protected Data | Protected Data | Protected Data | Commercial | Solar* Rewards | 2011 |  | n/a
Xcel Energy | 85 | 13781 | IOU | SRO18438 | 9 | Solar |  |  | Withdrawn | Bloomington | Protected Data | Protected Data | Protected Data | Residential | Solar* Rewards | 2011 |  | n/a
Xcel Energy | 85 | 13781 | IOU | SRO18455 | 9 | Solar |  |  | Withdrawn | Saint Paul | Protected Data | Protected Data | Protected Data | Commercial | Solar* Rewards | 2011 |  | n/a
Xcel Energy | 85 | 13781 | IOU | SRO18516 | 0 | Solar |  |  | Withdrawn | Fridley | Protected Data | Protected Data | Protected Data | Commercial | Solar* Rewards | 2011 |  | n/a
Xcel Energy | 85 | 13781 | IOU | SRO18517 | 84 | Solar |  |  | Withdrawn | Shoreview | Protected Data | Protected Data | Protected Data | Commercial | Solar* Rewards | 2011 |  | n/a
Xcel Energy | 85 | 13781 | IOU | SRO18518 | 40 | Solar |  |  | Withdrawn | Fridley | Protected Data | Protected Data | Protected Data | Commercial | Solar* Rewards | 2011 |  | n/a
Xcel Energy | 85 | 13781 | IOU | SRO18520 | 40 | Solar |  |  | Withdrawn | Shoreview | Protected Data | Protected Data | Protected Data | Commercial | Solar* Rewards | 2011 |  | n/a
Xcel Energy | 85 | 13781 | IOU | SRO18522 | 0 | Solar |  |  | Withdrawn | Fridley | Protected Data | Protected Data | Protected Data | Commercial | Solar* Rewards | 2011 |  | n/a
Xcel Energy | 85 | 13781 | IOU | SRO18523 | 40 | Solar |  |  | Withdrawn | Shoreview | Protected Data | Protected Data | Protected Data | Commercial | Solar* Rewards | 2011 |  | n/a
Xcel Energy | 85 | 13781 | IOU | SRO18558 | 2 | Solar |  |  | Withdrawn | Minneapolis | Protected Data | Protected Data | Protected Data | Commercial | Solar* Rewards | 2011 |  | n/a
Xcel Energy | 85 | 13781 | IOU | SRO18571 | 39 | Solar |  |  | Withdrawn | Winona | Protected Data | Protected Data | Protected Data | Commercial | Solar* Rewards | 2011 |  | n/a
Xcel Energy | 85 | 13781 | IOU | SRO18577 | 8 | Solar |  |  | Withdrawn | Delano | Protected Data | Protected Data | Protected Data | Residential | Solar* Rewards | 2011 |  | n/a
Xcel Energy | 85 | 13781 | IOU | SRO18655 | 0 | Solar |  |  | Withdrawn | Eden Prairie | Protected Data | Protected Data | Protected Data | Commercial | Solar* Rewards | 2011 |  | n/a
Xcel Energy | 85 | 13781 | IOU | SRO18656 | 8 | Solar |  |  | Withdrawn | Eden Prairie | Protected Data | Protected Data | Protected Data | Commercial | Solar* Rewards | 2011 |  | n/a
Xcel Energy | 85 | 13781 | IOU | SRO18661 | 9 | Solar |  |  | Withdrawn | Kellogg | Protected Data | Protected Data | Protected Data | Residential | Solar* Rewards | 2011 |  | n/a
Xcel Energy | 85 | 13781 | IOU | SRO18662 | 23 | Solar |  |  | Withdrawn | New Brighton | Protected Data | Protected Data | Protected Data | Commercial | Solar* Rewards | 2011 |  | n/a
Xcel Energy | 85 | 13781 | IOU | SRO18678 | 6 | Solar |  |  | Withdrawn | Clara City | Protected Data | Protected Data | Protected Data | Residential | Solar* Rewards | 2011 |  | n/a
Xcel Energy | 85 | 13781 | IOU | SRO18692 | 3 | Solar |  |  | Withdrawn | New Brighton | Protected Data | Protected Data | Protected Data | Residential | Solar* Rewards | 2011 |  | n/a
Xcel Energy | 85 | 13781 | IOU | SRO18695 | 40 | Solar |  |  | Withdrawn | Oakdale | Protected Data | Protected Data | Protected Data | Commercial | Solar* Rewards | 2011 |  | n/a
Xcel Energy | 85 | 13781 | IOU | SRO18696 | 36 | Solar |  |  | Withdrawn | Saint Paul | Protected Data | Protected Data | Protected Data | Commercial | Solar* Rewards | 2011 |  | n/a
Xcel Energy | 85 | 13781 | IOU | SRO18697 | 40 | Solar |  |  | Withdrawn | Saint Louis Park | Protected Data | Protected Data | Protected Data | Commercial | Solar* Rewards | 2011 |  | n/a
Xcel Energy | 85 | 13781 | IOU | SRO18698 | 40 | Solar |  |  | Withdrawn | Woodbury | Protected Data | Protected Data | Protected Data | Commercial | Solar* Rewards | 2011 |  | n/a
Xcel Energy | 85 | 13781 | IOU | SRO18699 | 40 | Solar |  |  | Withdrawn | Woodbury | Protected Data | Protected Data | Protected Data | Commercial | Solar* Rewards | 2011 |  | n/a
Xcel Energy | 85 | 13781 | IOU | SRO18700 | 3 | Solar |  |  | Withdrawn | Minneapolis | Protected Data | Protected Data | Protected Data | Residential | Solar* Rewards | 2011 |  | n/a
Xcel Energy | 85 | 13781 | IOU | SRO18717 | 40 | Solar |  |  | Withdrawn | Minnetonka | Protected Data | Protected Data | Protected Data | Commercial | Solar* Rewards | 2011 |  | n/a
Xcel Energy | 85 | 13781 | IOU | SRO18739 | 39 | Solar |  |  | Withdrawn | Mankato | Protected Data | Protected Data | Protected Data | Commercial | Solar* Rewards | 2011 |  | n/a
Xcel Energy | 85 | 13781 | IOU | SRO18779 | 1 | Solar |  |  | Withdrawn | Minneapolis | Protected Data | Protected Data | Protected Data | Residential | Solar* Rewards | 2011 |  | n/a
Xcel Energy | 85 | 13781 | IOU | SRO18820 | 2 | Solar |  |  | Withdrawn | Chisago City | Protected Data | Protected Data | Protected Data | Commercial | Solar* Rewards | 2011 |  | n/a
Xcel Energy | 85 | 13781 | IOU | SRO18825 | 2 | Solar |  |  | Withdrawn | Minneapolis | Protected Data | Protected Data | Protected Data | Commercial | Solar* Rewards | 2011 |  | n/a
Xcel Energy | 85 | 13781 | IOU | SRO18837 | 3 | Solar |  |  | Withdrawn | Rogers | Protected Data | Protected Data | Protected Data | Residential | Solar* Rewards | 2011 |  | n/a
Xcel Energy | 85 | 13781 | IOU | SRO18857 | 35 | Solar |  |  | Withdrawn | Oakdale | Protected Data | Protected Data | Protected Data | Commercial | Solar* Rewards | 2011 |  | n/a
Xcel Energy | 85 | 13781 | IOU | SRO18860 | 39 | Solar |  |  | Withdrawn | Oakdale | Protected Data | Protected Data | Protected Data | Commercial | Solar* Rewards | 2011 |  | n/a
Xcel Energy | 85 | 13781 | IOU | SRO18905 | 23 | Solar |  |  | Withdrawn | Raymond | Protected Data | Protected Data | Protected Data | Residential | Solar* Rewards | 2011 |  | n/a
Xcel Energy | 85 | 13781 | IOU | SRO18917 | 35 | Solar |  |  | Withdrawn | Saint Cloud | Protected Data | Protected Data | Protected Data | Commercial | Solar* Rewards | 2011 |  | n/a
Xcel Energy | 85 | 13781 | IOU | SRO18933 | 29 | Solar |  |  | Withdrawn | Minneapolis | Protected Data | Protected Data | Protected Data | Residential | Solar* Rewards | 2011 |  | n/a
Xcel Energy | 85 | 13781 | IOU | SRO18938 | 14 | Solar |  |  | Withdrawn | Bloomington | Protected Data | Protected Data | Protected Data | Commercial | Solar* Rewards | 2011 |  | n/a
Xcel Energy | 85 | 13781 | IOU | SRO18985 | 25 | Solar |  |  | Withdrawn | Minneapolis | Protected Data | Protected Data | Protected Data | Commercial | Solar* Rewards | 2011 |  | n/a
Xcel Energy | 85 | 13781 | IOU | SRO18996 | 30 | Solar |  |  | Withdrawn | Kasson | Protected Data | Protected Data | Protected Data | Commercial | Solar* Rewards | 2011 |  | n/a
Xcel Energy | 85 | 13781 | IOU | SRO19014 | 39 | Solar |  |  | Withdrawn | Roseville | Protected Data | Protected Data | Protected Data | Commercial | Solar* Rewards | 2012 |  | n/a
Xcel Energy | 85 | 13781 | IOU | SRO19037 | 13 | Solar |  |  | Withdrawn | Saint Paul | Protected Data | Protected Data | Protected Data | Commercial | Solar* Rewards | 2011 |  | n/a
Xcel Energy | 85 | 13781 | IOU | SRO19038 | 40 | Solar |  |  | Withdrawn | Rosemount | Protected Data | Protected Data | Protected Data | Commercial | Solar* Rewards | 2011 |  | n/a
Xcel Energy | 85 | 13781 | IOU | SRO19043 | 8 | Solar |  |  | Withdrawn | Wood Lake | Protected Data | Protected Data | Protected Data | Residential | Solar* Rewards | 2011 |  | n/a
Xcel Energy | 85 | 13781 | IOU | SRO19069 | 40 | Solar |  |  | Withdrawn | Edina | Protected Data | Protected Data | Protected Data | Commercial | Solar* Rewards | 2011 |  | n/a
Xcel Energy | 85 | 13781 | IOU | SRO19105 | 35 | Solar |  |  | Withdrawn | Red Wing | Protected Data | Protected Data | Protected Data | Commercial | Solar* Rewards | 2011 |  | n/a
Xcel Energy | 85 | 13781 | IOU | SRO19106 | 35 | Solar |  |  | Withdrawn | Mankato | Protected Data | Protected Data | Protected Data | Commercial | Solar* Rewards | 2011 |  | n/a
Xcel Energy | 85 | 13781 | IOU | SRO19109 | 40 | Solar |  |  | Withdrawn | Mankato | Protected Data | Protected Data | Protected Data | Commercial | Solar* Rewards | 2011 |  | n/a
Xcel Energy | 85 | 13781 | IOU | SRO19110 | 40 | Solar |  |  | Withdrawn | Goodview | Protected Data | Protected Data | Protected Data | Commercial | Solar* Rewards | 2011 |  | n/a
Xcel Energy | 85 | 13781 | IOU | SRO19111 | 40 | Solar |  |  | Withdrawn | Eagan | Protected Data | Protected Data | Protected Data | Commercial | Solar* Rewards | 2011 |  | n/a
Xcel Energy | 85 | 13781 | IOU | SRO19112 | 40 | Solar |  |  | Withdrawn | Northfield | Protected Data | Protected Data | Protected Data | Commercial | Solar* Rewards | 2011 |  | n/a
Xcel Energy | 85 | 13781 | IOU | SRO19117 | 27 | Solar |  |  | Withdrawn | Edina | Protected Data | Protected Data | Protected Data | Commercial | Solar* Rewards | 2011 |  | n/a
Xcel Energy | 85 | 13781 | IOU | SRO19119 | 40 | Solar |  |  | Withdrawn | Waconia | Protected Data | Protected Data | Protected Data | Commercial | Solar* Rewards | 2011 |  | n/a
Xcel Energy | 85 | 13781 | IOU | SRO19143 | 40 | Solar |  |  | Withdrawn | Chanhassen | Protected Data | Protected Data | Protected Data | Commercial | Solar* Rewards | 2011 |  | n/a
Xcel Energy | 85 | 13781 | IOU | SRO19144 | 40 | Solar |  |  | Withdrawn | Mankato | Protected Data | Protected Data | Protected Data | Commercial | Solar* Rewards | 2011 |  | n/a
Xcel Energy | 85 | 13781 | IOU | SRO19145 | 35 | Solar |  |  | Withdrawn | Winona | Protected Data | Protected Data | Protected Data | Commercial | Solar* Rewards | 2011 |  | n/a
Xcel Energy | 85 | 13781 | IOU | SRO19146 | 40 | Solar |  |  | Withdrawn | Winona | Protected Data | Protected Data | Protected Data | Commercial | Solar* Rewards | 2011 |  | n/a
Xcel Energy | 85 | 13781 | IOU | SRO19148 | 40 | Solar |  |  | Withdrawn | Winona | Protected Data | Protected Data | Protected Data | Commercial | Solar* Rewards | 2011 |  | n/a
Xcel Energy | 85 | 13781 | IOU | SRO19149 | 40 | Solar |  |  | Withdrawn | Mankato | Protected Data | Protected Data | Protected Data | Commercial | Solar* Rewards | 2011 |  | n/a
Xcel Energy | 85 | 13781 | IOU | SRO19151 | 40 | Solar |  |  | Withdrawn | Forest Lake | Protected Data | Protected Data | Protected Data | Commercial | Solar* Rewards | 2011 |  | n/a
Xcel Energy | 85 | 13781 | IOU | SRO19152 | 40 | Solar |  |  | Withdrawn | Wabasha | Protected Data | Protected Data | Protected Data | Commercial | Solar* Rewards | 2011 |  | n/a
Xcel Energy | 85 | 13781 | IOU | SRO19153 | 40 | Solar |  |  | Withdrawn | Lakeville | Protected Data | Protected Data | Protected Data | Commercial | Solar* Rewards | 2011 |  | n/a
Xcel Energy | 85 | 13781 | IOU | SRO19154 | 40 | Solar |  |  | Withdrawn | Belle Plaine | Protected Data | Protected Data | Protected Data | Commercial | Solar* Rewards | 2011 |  | n/a
Xcel Energy | 85 | 13781 | IOU | SRO19155 | 35 | Solar |  |  | Withdrawn | Coon Rapids | Protected Data | Protected Data | Protected Data | Commercial | Solar* Rewards | 2011 |  | n/a
Xcel Energy | 85 | 13781 | IOU | SRO19156 | 35 | Solar |  |  | Withdrawn | Dakota | Protected Data | Protected Data | Protected Data | Commercial | Solar* Rewards | 2011 |  | n/a
Xcel Energy | 85 | 13781 | IOU | SRO19157 | 40 | Solar |  |  | Withdrawn | Bloomington | Protected Data | Protected Data | Protected Data | Commercial | Solar* Rewards | 2011 |  | n/a
Xcel Energy | 85 | 13781 | IOU | SRO19165 | 35 | Solar |  |  | Withdrawn | Red Wing | Protected Data | Protected Data | Protected Data | Commercial | Solar* Rewards | 2011 |  | n/a
Xcel Energy | 85 | 13781 | IOU | SRO19167 | 35 | Solar |  |  | Withdrawn | Woodbury | Protected Data | Protected Data | Protected Data | Commercial | Solar* Rewards | 2011 |  | n/a
Xcel Energy | 85 | 13781 | IOU | SRO19168 | 35 | Solar |  |  | Withdrawn | Plymouth | Protected Data | Protected Data | Protected Data | Commercial | Solar* Rewards | 2011 |  | n/a
Xcel Energy | 85 | 13781 | IOU | SRO19184 | 40 | Solar |  |  | Withdrawn | Edina | Protected Data | Protected Data | Protected Data | Commercial | Solar* Rewards | 2011 |  | n/a
Xcel Energy | 85 | 13781 | IOU | SRO19196 | 40 | Solar |  |  | Withdrawn | Brooklyn Park | Protected Data | Protected Data | Protected Data | Commercial | Solar* Rewards | 2012 |  | n/a
Xcel Energy | 85 | 13781 | IOU | SRO19201 | 40 | Solar |  |  | Withdrawn | Brooklyn Park | Protected Data | Protected Data | Protected Data | Commercial | Solar* Rewards | 2012 |  | n/a
Xcel Energy | 85 | 13781 | IOU | SRO19203 | 29 | Solar |  |  | Withdrawn | Minneapolis | Protected Data | Protected Data | Protected Data | Commercial | Solar* Rewards | 2012 |  | n/a
Xcel Energy | 85 | 13781 | IOU | SRO19219 | 5 | Solar |  |  | Withdrawn | Tracy | Protected Data | Protected Data | Protected Data | Residential | Solar* Rewards | 2011 |  | n/a
Xcel Energy | 85 | 13781 | IOU | SRO19246 | 23 | Solar |  |  | Withdrawn | Minneapolis | Protected Data | Protected Data | Protected Data | Commercial | Solar* Rewards | 2011 |  | n/a
Xcel Energy | 85 | 13781 | IOU | SRO19273 | 0 | Solar |  |  | Withdrawn | Minneapolis | Protected Data | Protected Data | Protected Data | Commercial | Solar* Rewards | 2011 |  | n/a
Xcel Energy | 85 | 13781 | IOU | SRO19280 | 40 | Solar |  |  | Withdrawn | Maplewood | Protected Data | Protected Data | Protected Data | Commercial | Solar* Rewards | 2011 |  | n/a
Xcel Energy | 85 | 13781 | IOU | SRO19281 | 5 | Solar |  |  | Withdrawn | Minneapolis | Protected Data | Protected Data | Protected Data | Residential | Solar* Rewards | 2011 |  | n/a
Xcel Energy | 85 | 13781 | IOU | SRO19332 | 36 | Solar |  |  | Withdrawn | Golden Valley | Protected Data | Protected Data | Protected Data | Commercial | Solar* Rewards | 2011 |  | n/a
Xcel Energy | 85 | 13781 | IOU | SRO19352 | 0 | Solar |  |  | Withdrawn |  | Protected Data | Protected Data | Protected Data | Residential | Solar* Rewards | 2011 |  | n/a
Xcel Energy | 85 | 13781 | IOU | SRO19553 | 4 | Solar |  |  | Withdrawn | Winona | Protected Data | Protected Data | Protected Data | Residential | Solar* Rewards | 2011 |  | n/a
Xcel Energy | 85 | 13781 | IOU | SRO19588 | 40 | Solar |  |  | Withdrawn | Minneapolis | Protected Data | Protected Data | Protected Data | Commercial | Solar* Rewards | 2011 |  | n/a
Xcel Energy | 85 | 13781 | IOU | SRO19610 | 8 | Solar |  |  | Withdrawn | Bloomington | Protected Data | Protected Data | Protected Data | Residential | Solar* Rewards | 2011 |  | n/a
Xcel Energy | 85 | 13781 | IOU | SRO19703 | 40 | Solar |  |  | Withdrawn | Richfield | Protected Data | Protected Data | Protected Data | Commercial | Solar* Rewards | 2012 |  | n/a
Xcel Energy | 85 | 13781 | IOU | SRO19705 | 40 | Solar |  |  | Withdrawn | Oakdale | Protected Data | Protected Data | Protected Data | Commercial | Solar* Rewards | 2012 |  | n/a
Xcel Energy | 85 | 13781 | IOU | SRO19707 | 40 | Solar |  |  | Withdrawn | Oakdale | Protected Data | Protected Data | Protected Data | Commercial | Solar* Rewards | 2012 |  | n/a
Xcel Energy | 85 | 13781 | IOU | SRO19708 | 40 | Solar |  |  | Withdrawn | Brooklyn Park | Protected Data | Protected Data | Protected Data | Commercial | Solar* Rewards | 2012 |  | n/a
Xcel Energy | 85 | 13781 | IOU | SRO19709 | 40 | Solar |  |  | Withdrawn | Eden Prairie | Protected Data | Protected Data | Protected Data | Commercial | Solar* Rewards | 2012 |  | n/a
Xcel Energy | 85 | 13781 | IOU | SRO19710 | 40 | Solar |  |  | Withdrawn | Eden Prairie | Protected Data | Protected Data | Protected Data | Commercial | Solar* Rewards | 2012 |  | n/a
Xcel Energy | 85 | 13781 | IOU | SRO19711 | 40 | Solar |  |  | Withdrawn | Hastings | Protected Data | Protected Data | Protected Data | Commercial | Solar* Rewards | 2012 |  | n/a
Xcel Energy | 85 | 13781 | IOU | SRO19712 | 40 | Solar |  |  | Withdrawn | Fridley | Protected Data | Protected Data | Protected Data | Commercial | Solar* Rewards | 2012 |  | n/a
Xcel Energy | 85 | 13781 | IOU | SRO19713 | 40 | Solar |  |  | Withdrawn | Saint Paul | Protected Data | Protected Data | Protected Data | Commercial | Solar* Rewards | 2012 |  | n/a
Xcel Energy | 85 | 13781 | IOU | SRO19714 | 40 | Solar |  |  | Withdrawn | Bloomington | Protected Data | Protected Data | Protected Data | Commercial | Solar* Rewards | 2012 |  | n/a
Xcel Energy | 85 | 13781 | IOU | SRO19715 | 40 | Solar |  |  | Withdrawn | Minneapolis | Protected Data | Protected Data | Protected Data | Commercial | Solar* Rewards | 2012 |  | n/a
Xcel Energy | 85 | 13781 | IOU | SRO19822 | 18 | Solar |  |  | Withdrawn | Minneapolis | Protected Data | Protected Data | Protected Data | Commercial | Solar* Rewards | 2012 |  | n/a
Xcel Energy | 85 | 13781 | IOU | SRO19830 | 3 | Solar |  |  | Withdrawn | Shoreview | Protected Data | Protected Data | Protected Data | Residential | Solar* Rewards | 2011 |  | n/a
Xcel Energy | 85 | 13781 | IOU | SRO19833 | 8 | Solar |  |  | Withdrawn | Saint Paul | Protected Data | Protected Data | Protected Data | Commercial | Solar* Rewards | 2012 |  | n/a
Xcel Energy | 85 | 13781 | IOU | SRO19920 | 4 | Solar |  |  | Withdrawn | Northfield | Protected Data | Protected Data | Protected Data | Residential | Solar* Rewards | 2011 |  | n/a
Xcel Energy | 85 | 13781 | IOU | SRO19930 | 3 | Solar |  |  | Withdrawn | Northfield | Protected Data | Protected Data | Protected Data | Commercial | Solar* Rewards | 2011 |  | n/a
Xcel Energy | 85 | 13781 | IOU | SRO20056 | 40 | Solar |  |  | Withdrawn | Carver | Protected Data | Protected Data | Protected Data | Commercial | Solar* Rewards | 2011 |  | n/a
Xcel Energy | 85 | 13781 | IOU | SRO20102 | 3 | Solar |  |  | Withdrawn | Saint Paul | Protected Data | Protected Data | Protected Data | Commercial | Solar* Rewards | 2011 |  | n/a
Xcel Energy | 85 | 13781 | IOU | SRO20104 | 10 | Solar |  |  | Withdrawn | Lester Prairie | Protected Data | Protected Data | Protected Data | Commercial | Solar* Rewards | 2011 |  | n/a
Xcel Energy | 85 | 13781 | IOU | SRO20174 | 5 | Solar |  |  | Withdrawn | Edina | Protected Data | Protected Data | Protected Data | Residential | Solar* Rewards | 2011 |  | n/a
Xcel Energy | 85 | 13781 | IOU | SRO20204 | 3 | Solar |  |  | Withdrawn | Chisago City | Protected Data | Protected Data | Protected Data | Residential | Solar* Rewards | 2012 |  | n/a
Xcel Energy | 85 | 13781 | IOU | SRO20243 | 12 | Solar |  |  | Withdrawn | Red Wing | Protected Data | Protected Data | Protected Data | Residential | Solar* Rewards | 2011 |  | n/a
Xcel Energy | 85 | 13781 | IOU | SRO20248 | 24 | Solar |  |  | Withdrawn | Pine Island | Protected Data | Protected Data | Protected Data | Commercial | Solar* Rewards | 2011 |  | n/a
Xcel Energy | 85 | 13781 | IOU | SRO20280 | 40 | Solar |  |  | Withdrawn | Minneapolis | Protected Data | Protected Data | Protected Data | Commercial | Solar* Rewards | 2011 |  | n/a
Xcel Energy | 85 | 13781 | IOU | SRO20622 | 4 | Solar |  |  | Withdrawn | Minneapolis | Protected Data | Protected Data | Protected Data | Residential | Solar* Rewards | 2011 |  | n/a
Xcel Energy | 85 | 13781 | IOU | SRO20643 | 5 | Solar |  |  | Withdrawn | Tyler | Protected Data | Protected Data | Protected Data | Residential | Solar* Rewards | 2011 |  | n/a
Xcel Energy | 85 | 13781 | IOU | SRO20716 | 5 | Solar |  |  | Withdrawn | Glenwood | Protected Data | Protected Data | Protected Data | Residential | Solar* Rewards | 2012 |  | n/a
Xcel Energy | 85 | 13781 | IOU | SRO20739 | 39 | Solar |  |  | Withdrawn | Annandale | Protected Data | Protected Data | Protected Data | Commercial | Solar* Rewards | 2012 |  | n/a
Xcel Energy | 85 | 13781 | IOU | SRO20782 | 30 | Solar |  |  | Withdrawn | Minneapolis | Protected Data | Protected Data | Protected Data | Commercial | Solar* Rewards | 2011 |  | n/a
Xcel Energy | 85 | 13781 | IOU | SRO20783 | 30 | Solar |  |  | Withdrawn | Minneapolis | Protected Data | Protected Data | Protected Data | Commercial | Solar* Rewards | 2011 |  | n/a
Xcel Energy | 85 | 13781 | IOU | SRO20812 | 18 | Solar |  |  | Withdrawn | Oakdale | Protected Data | Protected Data | Protected Data | Commercial | Solar* Rewards | 2011 |  | n/a
Xcel Energy | 85 | 13781 | IOU | SRO20816 | 6 | Solar |  |  | Withdrawn | Bloomington | Protected Data | Protected Data | Protected Data | Residential | Solar* Rewards | 2011 |  | n/a
Xcel Energy | 85 | 13781 | IOU | SRO20865 | 40 | Solar |  |  | Withdrawn | Minnetonka | Protected Data | Protected Data | Protected Data | Commercial | Solar* Rewards | 2011 |  | n/a
Xcel Energy | 85 | 13781 | IOU | SRO20926 | 20 | Solar |  |  | Withdrawn | Carver | Protected Data | Protected Data | Protected Data | Commercial | Solar* Rewards | 2011 |  | n/a
Xcel Energy | 85 | 13781 | IOU | SRO21014 | 11 | Solar |  |  | Withdrawn | Lake Elmo | Protected Data | Protected Data | Protected Data | Residential | Solar* Rewards | 2011 |  | n/a
Xcel Energy | 85 | 13781 | IOU | SRO21118 | 3 | Solar |  |  | Withdrawn | Shoreview | Protected Data | Protected Data | Protected Data | Residential | Solar* Rewards | 2012 |  | n/a
Xcel Energy | 85 | 13781 | IOU | SRO21153 | 40 | Solar |  |  | Withdrawn | Morgan | Protected Data | Protected Data | Protected Data | Commercial | Solar* Rewards | 2012 |  | n/a
Xcel Energy | 85 | 13781 | IOU | SRO21811 | 40 | Solar |  |  | Withdrawn | Saint Louis Park | Protected Data | Protected Data | Protected Data | Commercial | Solar* Rewards | 2012 |  | n/a
Xcel Energy | 85 | 13781 | IOU | SRO21845 | 0 | Solar |  |  | Withdrawn | Minneapolis | Protected Data | Protected Data | Protected Data | Commercial | Solar* Rewards | 2012 |  | n/a
Xcel Energy | 85 | 13781 | IOU | SRO21891 | 18 | Solar |  |  | Withdrawn | Winona | Protected Data | Protected Data | Protected Data | Commercial | Solar* Rewards | 2012 |  | n/a
Xcel Energy | 85 | 13781 | IOU | SRO21893 | 6 | Solar |  |  | Withdrawn | Winona | Protected Data | Protected Data | Protected Data | Commercial | Solar* Rewards | 2012 |  | n/a
Xcel Energy | 85 | 13781 | IOU | SRO21894 | 5 | Solar |  |  | Withdrawn | Winona | Protected Data | Protected Data | Protected Data | Commercial | Solar* Rewards | 2012 |  | n/a
Xcel Energy | 85 | 13781 | IOU | SRO21895 | 20 | Solar |  |  | Withdrawn | Zumbro Falls | Protected Data | Protected Data | Protected Data | Residential | Solar* Rewards | 2012 |  | n/a
Xcel Energy | 85 | 13781 | IOU | SRO21902 | 40 | Solar |  |  | Withdrawn | Hanover | Protected Data | Protected Data | Protected Data | Commercial | Solar* Rewards | 2012 |  | n/a
Xcel Energy | 85 | 13781 | IOU | SRO21912 | 35 | Solar |  |  | Withdrawn | Saint Paul | Protected Data | Protected Data | Protected Data | Commercial | Solar* Rewards | 2012 |  | n/a
Xcel Energy | 85 | 13781 | IOU | SRO21948 | 5 | Solar |  |  | Withdrawn | Minneapolis | Protected Data | Protected Data | Protected Data | Residential | Solar* Rewards | 2012 |  | n/a
Xcel Energy | 85 | 13781 | IOU | SRO21995 | 35 | Solar |  |  | Withdrawn | Mankato | Protected Data | Protected Data | Protected Data | Commercial | Solar* Rewards | 2012 |  | n/a
Xcel Energy | 85 | 13781 | IOU | SRO22002 | 20 | Solar |  |  | Withdrawn | Eagle Lake | Protected Data | Protected Data | Protected Data | Commercial | Solar* Rewards | 2012 |  | n/a
Xcel Energy | 85 | 13781 | IOU | SRO22003 | 22 | Solar |  |  | Withdrawn | Eagle Lake | Protected Data | Protected Data | Protected Data | Residential | Solar* Rewards | 2012 |  | n/a
Xcel Energy | 85 | 13781 | IOU | SRO22089 | 6 | Solar |  |  | Withdrawn | Saint Louis Park | Protected Data | Protected Data | Protected Data | Commercial | Solar* Rewards | 2012 |  | n/a
Xcel Energy | 85 | 13781 | IOU | SRO22172 | 29 | Solar |  |  | Withdrawn | Minnetonka | Protected Data | Protected Data | Protected Data | Commercial | Solar* Rewards | 2012 |  | n/a
Xcel Energy | 85 | 13781 | IOU | SRO22178 | 6 | Solar |  |  | Withdrawn | Dundas | Protected Data | Protected Data | Protected Data | Residential | Solar* Rewards | 2012 |  | n/a
Xcel Energy | 85 | 13781 | IOU | SRO22179 | 3 | Solar |  |  | Withdrawn | Northfield | Protected Data | Protected Data | Protected Data | Commercial | Solar* Rewards | 2012 |  | n/a
Xcel Energy | 85 | 13781 | IOU | SRO22248 | 40 | Solar |  |  | Withdrawn | Saint Paul | Protected Data | Protected Data | Protected Data | Commercial | Solar* Rewards | 2012 |  | n/a
Xcel Energy | 85 | 13781 | IOU | SRO22285 | 40 | Solar |  |  | Withdrawn | Minneapolis | Protected Data | Protected Data | Protected Data | Commercial | Solar* Rewards | 2012 |  | n/a
Xcel Energy | 85 | 13781 | IOU | SRO22301 | 8 | Solar |  |  | Withdrawn | Saint Cloud | Protected Data | Protected Data | Protected Data | Residential | Solar* Rewards | 2012 |  | n/a
Xcel Energy | 85 | 13781 | IOU | SRO22306 | 9 | Solar |  |  | Withdrawn | North Oaks | Protected Data | Protected Data | Protected Data | Residential | Solar* Rewards | 2012 |  | n/a
Xcel Energy | 85 | 13781 | IOU | SRO22307 | 7 | Solar |  |  | Withdrawn | Hastings | Protected Data | Protected Data | Protected Data | Commercial | Solar* Rewards | 2012 |  | n/a
Xcel Energy | 85 | 13781 | IOU | SRO22311 | 2 | Solar |  |  | Withdrawn | Golden Valley | Protected Data | Protected Data | Protected Data | Residential | Solar* Rewards | 2012 |  | n/a
Xcel Energy | 85 | 13781 | IOU | SRO22346 | 40 | Solar |  |  | Withdrawn | Inver Grove Heights | Protected Data | Protected Data | Protected Data | Commercial | Solar* Rewards | 2012 |  | n/a
Xcel Energy | 85 | 13781 | IOU | SRO22351 | 40 | Solar |  |  | Withdrawn | Minneapolis | Protected Data | Protected Data | Protected Data | Commercial | Solar* Rewards | 2012 |  | n/a
Xcel Energy | 85 | 13781 | IOU | SRO22352 | 40 | Solar |  |  | Withdrawn | Minneapolis | Protected Data | Protected Data | Protected Data | Commercial | Solar* Rewards | 2012 |  | n/a
Xcel Energy | 85 | 13781 | IOU | SRO22370 | 2 | Solar |  |  | Withdrawn | Saint Louis Park | Protected Data | Protected Data | Protected Data | Residential | Solar* Rewards | 2012 |  | n/a
Xcel Energy | 85 | 13781 | IOU | SRO22384 | 27 | Solar |  |  | Withdrawn | Saint Paul | Protected Data | Protected Data | Protected Data | Residential | Solar* Rewards | 2012 |  | n/a
Xcel Energy | 85 | 13781 | IOU | SRO22385 | 14 | Solar |  |  | Withdrawn | Woodbury | Protected Data | Protected Data | Protected Data | Commercial | Solar* Rewards | 2012 |  | n/a
Xcel Energy | 85 | 13781 | IOU | SRO22386 | 16 | Solar |  |  | Withdrawn | Woodbury | Protected Data | Protected Data | Protected Data | Commercial | Solar* Rewards | 2012 |  | n/a
Xcel Energy | 85 | 13781 | IOU | SRO22390 | 7 | Solar |  |  | Withdrawn | Minneapolis | Protected Data | Protected Data | Protected Data | Commercial | Solar* Rewards | 2012 |  | n/a
Xcel Energy | 85 | 13781 | IOU | SRO22401 | 4 | Solar |  |  | Withdrawn | La Crescent | Protected Data | Protected Data | Protected Data | Residential | Solar* Rewards | 2012 |  | n/a
Xcel Energy | 85 | 13781 | IOU | SRO22409 | 3 | Solar |  |  | Withdrawn | Eden Prairie | Protected Data | Protected Data | Protected Data | Residential | Solar* Rewards | 2012 |  | n/a
Xcel Energy | 85 | 13781 | IOU | SRO22425 | 39 | Solar |  |  | Withdrawn | Inver Grove Heights | Protected Data | Protected Data | Protected Data | Commercial | Solar* Rewards | 2012 |  | n/a
Xcel Energy | 85 | 13781 | IOU | SRO22426 | 39 | Solar |  |  | Withdrawn | Inver Grove Heights | Protected Data | Protected Data | Protected Data | Commercial | Solar* Rewards | 2012 |  | n/a
Xcel Energy | 85 | 13781 | IOU | SRO22429 | 4 | Solar |  |  | Withdrawn | Saint Cloud | Protected Data | Protected Data | Protected Data | Residential | Solar* Rewards | 2012 |  | n/a
Xcel Energy | 85 | 13781 | IOU | SRO22451 | 4 | Solar |  |  | Withdrawn | Minneapolis | Protected Data | Protected Data | Protected Data | Residential | Solar* Rewards | 2012 |  | n/a
Xcel Energy | 85 | 13781 | IOU | SRO22453 | 39 | Solar |  |  | Withdrawn | Edina | Protected Data | Protected Data | Protected Data | Commercial | Solar* Rewards | 2012 |  | n/a
Xcel Energy | 85 | 13781 | IOU | SRO22454 | 30 | Solar |  |  | Withdrawn | Minneapolis | Protected Data | Protected Data | Protected Data | Commercial | Solar* Rewards | 2012 |  | n/a
Xcel Energy | 85 | 13781 | IOU | SRO22459 | 40 | Solar |  |  | Withdrawn | Minneapolis | Protected Data | Protected Data | Protected Data | Commercial | Solar* Rewards | 2012 |  | n/a
Xcel Energy | 85 | 13781 | IOU | SRO22461 | 2 | Solar |  |  | Withdrawn | Saint Cloud | Protected Data | Protected Data | Protected Data | Residential | Solar* Rewards | 2012 |  | n/a
Xcel Energy | 85 | 13781 | IOU | SRO22466 | 7 | Solar |  |  | Withdrawn | Saint Cloud | Protected Data | Protected Data | Protected Data | Residential | Solar* Rewards | 2012 |  | n/a
Xcel Energy | 85 | 13781 | IOU | SRO22467 | 8 | Solar |  |  | Withdrawn | Sauk Rapids | Protected Data | Protected Data | Protected Data | Residential | Solar* Rewards | 2012 |  | n/a
Xcel Energy | 85 | 13781 | IOU | SRO22475 | 4 | Solar |  |  | Withdrawn | Minneapolis | Protected Data | Protected Data | Protected Data | Residential | Solar* Rewards | 2012 |  | n/a
Xcel Energy | 85 | 13781 | IOU | SRO22501 | 10 | Solar |  |  | Withdrawn | Saint Paul | Protected Data | Protected Data | Protected Data | Commercial | Solar* Rewards | 2012 |  | n/a
Xcel Energy | 85 | 13781 | IOU | SRO22648 | 12 | Solar |  |  | Withdrawn | Mankato | Protected Data | Protected Data | Protected Data | Commercial | Solar* Rewards | 2012 |  | n/a
Xcel Energy | 85 | 13781 | IOU | SRO22649 | 39 | Solar |  |  | Withdrawn | Altura | Protected Data | Protected Data | Protected Data | Residential | Solar* Rewards | 2012 |  | n/a
Xcel Energy | 85 | 13781 | IOU | SRO22682 | 40 | Solar |  |  | Withdrawn | Minneapolis | Protected Data | Protected Data | Protected Data | Commercial | Solar* Rewards | 2012 |  | n/a
Xcel Energy | 85 | 13781 | IOU | SRO22704 | 40 | Solar |  |  | Withdrawn | Jordan | Protected Data | Protected Data | Protected Data | Commercial | Solar* Rewards | 2012 |  | n/a
Xcel Energy | 85 | 13781 | IOU | SRO22707 | 62 | Solar |  |  | Withdrawn | Saint Paul | Protected Data | Protected Data | Protected Data | Commercial | Solar* Rewards | 2012 |  | n/a
Xcel Energy | 85 | 13781 | IOU | SRO22737 | 10 | Solar |  |  | Withdrawn | Hugo | Protected Data | Protected Data | Protected Data | Residential | Solar* Rewards | 2012 |  | n/a
Xcel Energy | 85 | 13781 | IOU | SRO23335 | 6 | Solar |  |  | Withdrawn | Cold Spring | Protected Data | Protected Data | Protected Data | Residential | Solar* Rewards | 2012 |  | n/a
Xcel Energy | 85 | 13781 | IOU | SRO23428 | 3 | Solar |  |  | Withdrawn | Edina | Protected Data | Protected Data | Protected Data | Residential | Solar* Rewards | 2012 |  | n/a
Xcel Energy | 85 | 13781 | IOU | SRO23448 | 2 | Solar |  |  | Withdrawn | Minneapolis | Protected Data | Protected Data | Protected Data | Residential | Solar* Rewards | 2012 |  | n/a
Xcel Energy | 85 | 13781 | IOU | SRO23456 | 40 | Solar |  |  | Withdrawn | Bloomington | Protected Data | Protected Data | Protected Data | Residential | Solar* Rewards | 2012 |  | n/a
Xcel Energy | 85 | 13781 | IOU | SRO23488 | 2 | Solar |  |  | Withdrawn | Saint Paul | Protected Data | Protected Data | Protected Data | Commercial | Solar* Rewards | 2012 |  | n/a
Xcel Energy | 85 | 13781 | IOU | SRO23502 | 40 | Solar |  |  | Withdrawn | Edina | Protected Data | Protected Data | Protected Data | Commercial | Solar* Rewards | 2012 |  | n/a
Xcel Energy | 85 | 13781 | IOU | SRO23559 | 40 | Solar |  |  | Withdrawn | Edina | Protected Data | Protected Data | Protected Data | Commercial | Solar* Rewards | 2012 |  | n/a
Xcel Energy | 85 | 13781 | IOU | SRO23698 | 39 | Solar |  |  | Withdrawn | Waterville | Protected Data | Protected Data | Protected Data | Commercial | Solar* Rewards | 2012 |  | n/a
Xcel Energy | 85 | 13781 | IOU | SRO23711 | 40 | Solar |  |  | Withdrawn | Minneapolis | Protected Data | Protected Data | Protected Data | Commercial | Solar* Rewards | 2012 |  | n/a
Xcel Energy | 85 | 13781 | IOU | SRO23713 | 40 | Solar |  |  | Withdrawn | Saint Louis Park | Protected Data | Protected Data | Protected Data | Commercial | Solar* Rewards | 2012 |  | n/a
Xcel Energy | 85 | 13781 | IOU | SRO23714 | 0 | Solar |  |  | Withdrawn | Minnetonka | Protected Data | Protected Data | Protected Data | Residential | Solar* Rewards | 2012 |  | n/a
Xcel Energy | 85 | 13781 | IOU | SRO23756 | 4 | Solar |  |  | Withdrawn | Minnetonka | Protected Data | Protected Data | Protected Data | Residential | Solar* Rewards | 2012 |  | n/a
Xcel Energy | 85 | 13781 | IOU | SRO23757 | 39 | Solar |  |  | Withdrawn | North Mankato | Protected Data | Protected Data | Protected Data | Commercial | Solar* Rewards | 2012 |  | n/a
Xcel Energy | 85 | 13781 | IOU | SRO23763 | 6 | Solar |  |  | Withdrawn | Minnetonka | Protected Data | Protected Data | Protected Data | Residential | Solar* Rewards | 2012 |  | n/a
Xcel Energy | 85 | 13781 | IOU | SRO23779 | 6 | Solar |  |  | Withdrawn | Mahtomedi | Protected Data | Protected Data | Protected Data | Commercial | Solar* Rewards | 2012 |  | n/a
Xcel Energy | 85 | 13781 | IOU | SRO23953 | 25 | Solar |  |  | Withdrawn | Crystal | Protected Data | Protected Data | Protected Data | Commercial | Solar* Rewards | 2012 |  | n/a
Xcel Energy | 85 | 13781 | IOU | SRO23956 | 40 | Solar |  |  | Withdrawn | Crystal | Protected Data | Protected Data | Protected Data | Commercial | Solar* Rewards | 2012 |  | n/a
Xcel Energy | 85 | 13781 | IOU | SRO23960 | 40 | Solar |  |  | Withdrawn | Crystal | Protected Data | Protected Data | Protected Data | Commercial | Solar* Rewards | 2012 |  | n/a
Xcel Energy | 85 | 13781 | IOU | SRO23981 | 9 | Solar |  |  | Withdrawn | New Brighton | Protected Data | Protected Data | Protected Data | Commercial | Solar* Rewards | 2012 |  | n/a
Xcel Energy | 85 | 13781 | IOU | SRO23982 | 30 | Solar |  |  | Withdrawn | Brooklyn Park | Protected Data | Protected Data | Protected Data | Commercial | Solar* Rewards | 2012 |  | n/a
Xcel Energy | 85 | 13781 | IOU | SRO23985 | 26 | Solar |  |  | Withdrawn | Brooklyn Center | Protected Data | Protected Data | Protected Data | Commercial | Solar* Rewards | 2012 |  | n/a
Xcel Energy | 85 | 13781 | IOU | SRO23986 | 40 | Solar |  |  | Withdrawn | Red Wing | Protected Data | Protected Data | Protected Data | Commercial | Solar* Rewards | 2012 |  | n/a
Xcel Energy | 85 | 13781 | IOU | SRO23996 | 9 | Solar |  |  | Withdrawn | Woodbury | Protected Data | Protected Data | Protected Data | Residential | Solar* Rewards | 2012 |  | n/a
Xcel Energy | 85 | 13781 | IOU | SRO24012 | 3 | Solar |  |  | Withdrawn | Minneapolis | Protected Data | Protected Data | Protected Data | Residential | Solar* Rewards | 2012 |  | n/a
Xcel Energy | 85 | 13781 | IOU | SRO24106 | 39 | Solar |  |  | Withdrawn | Golden Valley | Protected Data | Protected Data | Protected Data | Commercial | Solar* Rewards | 2012 |  | n/a
Xcel Energy | 85 | 13781 | IOU | SRO24120 | 9 | Solar |  |  | Withdrawn | Woodbury | Protected Data | Protected Data | Protected Data | Residential | Solar* Rewards | 2012 |  | n/a
Xcel Energy | 85 | 13781 | IOU | SRO24132 | 28 | Solar |  |  | Withdrawn | Saint Paul | Protected Data | Protected Data | Protected Data | Commercial | Solar* Rewards | 2012 |  | n/a
Xcel Energy | 85 | 13781 | IOU | SRO24161 | 39 | Solar |  |  | Withdrawn | Inver Grove Heights | Protected Data | Protected Data | Protected Data | Commercial | Solar* Rewards | 2012 |  | n/a
Xcel Energy | 85 | 13781 | IOU | SRO24198 | 23 | Solar |  |  | Withdrawn | Minnetonka | Protected Data | Protected Data | Protected Data | Commercial | Solar* Rewards | 2012 |  | n/a
Xcel Energy | 85 | 13781 | IOU | SRO24275 | 4 | Solar |  |  | Withdrawn | Wayzata | Protected Data | Protected Data | Protected Data | Residential | Solar* Rewards | 2012 |  | n/a
Xcel Energy | 85 | 13781 | IOU | SRO24303 | 40 | Solar |  |  | Withdrawn | Courtland | Protected Data | Protected Data | Protected Data | Commercial | Solar* Rewards | 2012 |  | n/a
Xcel Energy | 85 | 13781 | IOU | SRO24304 | 27 | Solar |  |  | Withdrawn | Courtland | Protected Data | Protected Data | Protected Data | Commercial | Solar* Rewards | 2012 |  | n/a
Xcel Energy | 85 | 13781 | IOU | SRO24314 | 12 | Solar |  |  | Withdrawn | Courtland | Protected Data | Protected Data | Protected Data | Commercial | Solar* Rewards | 2012 |  | n/a
Xcel Energy | 85 | 13781 | IOU | SRO24315 | 11 | Solar |  |  | Withdrawn | Mankato | Protected Data | Protected Data | Protected Data | Residential | Solar* Rewards | 2012 |  | n/a
Xcel Energy | 85 | 13781 | IOU | SRO24316 | 2 | Solar |  |  | Withdrawn | Brooklyn Park | Protected Data | Protected Data | Protected Data | Residential | Solar* Rewards | 2012 |  | n/a
Xcel Energy | 85 | 13781 | IOU | SRO24317 | 0 | Solar |  |  | Withdrawn | Maplewood | Protected Data | Protected Data | Protected Data | Residential | Solar* Rewards | 2012 |  | n/a
Xcel Energy | 85 | 13781 | IOU | SRO24331 | 16 | Solar |  |  | Withdrawn | Stillwater | Protected Data | Protected Data | Protected Data | Commercial | Solar* Rewards | 2012 |  | n/a
Xcel Energy | 85 | 13781 | IOU | SRO24364 | 36 | Solar |  |  | Withdrawn | Minneapolis | Protected Data | Protected Data | Protected Data | Commercial | Solar* Rewards | 2012 |  | n/a
Xcel Energy | 85 | 13781 | IOU | SRO24383 | 30 | Solar |  |  | Withdrawn | Saint Paul | Protected Data | Protected Data | Protected Data | Commercial | Solar* Rewards | 2012 |  | n/a
Xcel Energy | 85 | 13781 | IOU | SRO24385 | 17 | Solar |  |  | Withdrawn | Minneapolis | Protected Data | Protected Data | Protected Data | Commercial | Solar* Rewards | 2012 |  | n/a
Xcel Energy | 85 | 13781 | IOU | SRO24386 | 30 | Solar |  |  | Withdrawn | Columbia Heights | Protected Data | Protected Data | Protected Data | Commercial | Solar* Rewards | 2012 |  | n/a
Xcel Energy | 85 | 13781 | IOU | SRO24388 | 40 | Solar |  |  | Withdrawn | Mankato | Protected Data | Protected Data | Protected Data | Commercial | Solar* Rewards | 2012 |  | n/a
Xcel Energy | 85 | 13781 | IOU | SRO24390 | 40 | Solar |  |  | Withdrawn | Apple Valley | Protected Data | Protected Data | Protected Data | Commercial | Solar* Rewards | 2012 |  | n/a
Xcel Energy | 85 | 13781 | IOU | SRO24391 | 40 | Solar |  |  | Withdrawn | Minneapolis | Protected Data | Protected Data | Protected Data | Commercial | Solar* Rewards | 2012 |  | n/a
Xcel Energy | 85 | 13781 | IOU | SRO24392 | 33 | Solar |  |  | Withdrawn | Saint Paul | Protected Data | Protected Data | Protected Data | Commercial | Solar* Rewards | 2012 |  | n/a
Xcel Energy | 85 | 13781 | IOU | SRO24393 | 38 | Solar |  |  | Withdrawn | Forest Lake | Protected Data | Protected Data | Protected Data | Commercial | Solar* Rewards | 2012 |  | n/a
Xcel Energy | 85 | 13781 | IOU | SRO24396 | 9 | Solar |  |  | Withdrawn | Roseville | Protected Data | Protected Data | Protected Data | Residential | Solar* Rewards | 2012 |  | n/a
Xcel Energy | 85 | 13781 | IOU | SRO24398 | 40 | Solar |  |  | Withdrawn | Minneapolis | Protected Data | Protected Data | Protected Data | Commercial | Solar* Rewards | 2012 |  | n/a
Xcel Energy | 85 | 13781 | IOU | SRO24475 | 8 | Solar |  |  | Withdrawn | Inver Grove Heights | Protected Data | Protected Data | Protected Data | Residential | Solar* Rewards | 2012 |  | n/a
Xcel Energy | 85 | 13781 | IOU | SRO24524 | 5 | Solar |  |  | Withdrawn | Minnetonka | Protected Data | Protected Data | Protected Data | Residential | Solar* Rewards | 2012 |  | n/a
Xcel Energy | 85 | 13781 | IOU | SRO24535 | 9 | Solar |  |  | Withdrawn | Hastings | Protected Data | Protected Data | Protected Data | Residential | Solar* Rewards | 2012 |  | n/a
Xcel Energy | 85 | 13781 | IOU | SRO24601 | 5 | Solar |  |  | Withdrawn | Saint Paul | Protected Data | Protected Data | Protected Data | Residential | Solar* Rewards | 2012 |  | n/a
Xcel Energy | 85 | 13781 | IOU | SRO24713 | 2 | Solar |  |  | Withdrawn | Saint Paul | Protected Data | Protected Data | Protected Data | Residential | Solar* Rewards | 2012 |  | n/a
Xcel Energy | 85 | 13781 | IOU | SRO24723 | 28 | Solar |  |  | Withdrawn | Minneapolis | Protected Data | Protected Data | Protected Data | Commercial | Solar* Rewards | 2012 |  | n/a
Xcel Energy | 85 | 13781 | IOU | SRO24745 | 40 | Solar |  |  | Withdrawn | Minneapolis | Protected Data | Protected Data | Protected Data | Commercial | Solar* Rewards | 2012 |  | n/a
Xcel Energy | 85 | 13781 | IOU | SRO24811 | 40 | Solar |  |  | Withdrawn | Bloomington | Protected Data | Protected Data | Protected Data | Commercial | Solar* Rewards | 2012 |  | n/a
Xcel Energy | 85 | 13781 | IOU | SRO24883 | 1 | Solar |  |  | Withdrawn | Roseville | Protected Data | Protected Data | Protected Data | Residential | Solar* Rewards | 2012 |  | n/a
Xcel Energy | 85 | 13781 | IOU | SRO24888 | 40 | Solar |  |  | Withdrawn | Farmington | Protected Data | Protected Data | Protected Data | Commercial | Solar* Rewards | 2012 |  | n/a
Xcel Energy | 85 | 13781 | IOU | SRO24895 | 40 | Solar |  |  | Withdrawn | Minneapolis | Protected Data | Protected Data | Protected Data | Commercial | Solar* Rewards | 2012 |  | n/a
Xcel Energy | 85 | 13781 | IOU | SRO24919 | 4 | Solar |  |  | Withdrawn | Minnetonka | Protected Data | Protected Data | Protected Data | Residential | Solar* Rewards | 2012 |  | n/a
Xcel Energy | 85 | 13781 | IOU | SRO24945 | 40 | Solar |  |  | Withdrawn | Minneapolis | Protected Data | Protected Data | Protected Data | Commercial | Solar* Rewards | 2012 |  | n/a
Xcel Energy | 85 | 13781 | IOU | SRO24991 | 3 | Solar |  |  | Withdrawn | Shoreview | Protected Data | Protected Data | Protected Data | Residential | Solar* Rewards | 2012 |  | n/a
Xcel Energy | 85 | 13781 | IOU | SRO25026 | 3 | Solar |  |  | Withdrawn | Minneapolis | Protected Data | Protected Data | Protected Data | Residential | Solar* Rewards | 2012 |  | n/a
Xcel Energy | 85 | 13781 | IOU | SRO25043 | 40 | Solar |  |  | Withdrawn | Saint Anthony | Protected Data | Protected Data | Protected Data | Commercial | Solar* Rewards | 2012 |  | n/a
Xcel Energy | 85 | 13781 | IOU | SRO25054 | 6 | Solar |  |  | Withdrawn | La Crescent | Protected Data | Protected Data | Protected Data | Commercial | Solar* Rewards | 2012 |  | n/a
Xcel Energy | 85 | 13781 | IOU | SRO25091 | 40 | Solar |  |  | Withdrawn | Mankato | Protected Data | Protected Data | Protected Data | Commercial | Solar* Rewards | 2012 |  | n/a
Xcel Energy | 85 | 13781 | IOU | SRO25350 | 40 | Solar |  |  | Withdrawn | Saint Paul | Protected Data | Protected Data | Protected Data | Commercial | Solar* Rewards | 2012 |  | n/a
Xcel Energy | 85 | 13781 | IOU | SRO25357 | 10 | Solar |  |  | Withdrawn | Minneapolis | Protected Data | Protected Data | Protected Data | Commercial | Solar* Rewards | 2012 |  | n/a
Xcel Energy | 85 | 13781 | IOU | SRO25376 | 6 | Solar |  |  | Withdrawn | Minnetonka | Protected Data | Protected Data | Protected Data | Residential | Solar* Rewards | 2012 |  | n/a
Xcel Energy | 85 | 13781 | IOU | SRO25399 | 0 | Solar |  |  | Withdrawn | Hopkins | Protected Data | Protected Data | Protected Data | Residential | Solar* Rewards | 2012 |  | n/a
Xcel Energy | 85 | 13781 | IOU | SRO25403 | 6 | Solar |  |  | Withdrawn | Saint Louis Park | Protected Data | Protected Data | Protected Data | Residential | Solar* Rewards | 2012 |  | n/a
Xcel Energy | 85 | 13781 | IOU | SRO25430 | 13 | Solar |  |  | Withdrawn | Minneapolis | Protected Data | Protected Data | Protected Data | Commercial | Solar* Rewards | 2012 |  | n/a
Xcel Energy | 85 | 13781 | IOU | SRO25431 | 30 | Solar |  |  | Withdrawn | Northfield | Protected Data | Protected Data | Protected Data | Commercial | Solar* Rewards | 2012 |  | n/a
Xcel Energy | 85 | 13781 | IOU | SRO25432 | 25 | Solar |  |  | Withdrawn | Saint Paul | Protected Data | Protected Data | Protected Data | Commercial | Solar* Rewards | 2012 |  | n/a
Xcel Energy | 85 | 13781 | IOU | SRO25433 | 40 | Solar |  |  | Withdrawn | Saint Paul | Protected Data | Protected Data | Protected Data | Commercial | Solar* Rewards | 2012 |  | n/a
Xcel Energy | 85 | 13781 | IOU | SRO25445 | 39 | Solar |  |  | Withdrawn | Bloomington | Protected Data | Protected Data | Protected Data | Residential | Solar* Rewards | 2012 |  | n/a
Xcel Energy | 85 | 13781 | IOU | SRO25446 | 40 | Solar |  |  | Withdrawn | Bloomington | Protected Data | Protected Data | Protected Data | Residential | Solar* Rewards | 2012 |  | n/a
Xcel Energy | 85 | 13781 | IOU | SRO25478 | 11 | Solar |  |  | Withdrawn | Minneapolis | Protected Data | Protected Data | Protected Data | Residential | Solar* Rewards | 2012 |  | n/a
Xcel Energy | 85 | 13781 | IOU | SRO25480 | 9 | Solar |  |  | Withdrawn | Edina | Protected Data | Protected Data | Protected Data | Residential | Solar* Rewards | 2012 |  | n/a
Xcel Energy | 85 | 13781 | IOU | SRO25519 | 10 | Solar |  |  | Withdrawn | Stillwater | Protected Data | Protected Data | Protected Data | Residential | Solar* Rewards | 2012 |  | n/a
Xcel Energy | 85 | 13781 | IOU | SRO25546 | 40 | Solar |  |  | Withdrawn | La Crescent | Protected Data | Protected Data | Protected Data | Commercial | Solar* Rewards | 2012 |  | n/a
Xcel Energy | 85 | 13781 | IOU | SRO25563 | 40 | Solar |  |  | Withdrawn | Brooklyn Park | Protected Data | Protected Data | Protected Data | Residential | Solar* Rewards | 2012 |  | n/a
Xcel Energy | 85 | 13781 | IOU | SRO25564 | 40 | Solar |  |  | Withdrawn | Brooklyn Park | Protected Data | Protected Data | Protected Data | Commercial | Solar* Rewards | 2012 |  | n/a
Xcel Energy | 85 | 13781 | IOU | SRO25575 | 39 | Solar |  |  | Withdrawn | Cottage Grove | Protected Data | Protected Data | Protected Data | Commercial | Solar* Rewards | 2012 |  | n/a
Xcel Energy | 85 | 13781 | IOU | SRO25601 | 5 | Solar |  |  | Withdrawn | Cold Spring | Protected Data | Protected Data | Protected Data | Residential | Solar* Rewards | 2012 |  | n/a
Xcel Energy | 85 | 13781 | IOU | SRO25638 | 9 | Solar |  |  | Withdrawn | Minneapolis | Protected Data | Protected Data | Protected Data | Residential | Solar* Rewards | 2012 |  | n/a
Xcel Energy | 85 | 13781 | IOU | SRO25658 | 7 | Solar |  |  | Withdrawn | Waconia | Protected Data | Protected Data | Protected Data | Residential | Solar* Rewards | 2012 |  | n/a
Xcel Energy | 85 | 13781 | IOU | SRO25680 | 9 | Solar |  |  | Withdrawn | Minneapolis | Protected Data | Protected Data | Protected Data | Commercial | Solar* Rewards | 2012 |  | n/a
Xcel Energy | 85 | 13781 | IOU | SRO25706 | 13 | Solar |  |  | Withdrawn | Saint Paul | Protected Data | Protected Data | Protected Data | Commercial | Solar* Rewards | 2012 |  | n/a
Xcel Energy | 85 | 13781 | IOU | SRO25803 | 4 | Solar |  |  | Withdrawn | Minneapolis | Protected Data | Protected Data | Protected Data | Residential | Solar* Rewards | 2012 |  | n/a
Xcel Energy | 85 | 13781 | IOU | SRO25824 | 6 | Solar |  |  | Withdrawn | Coon Rapids | Protected Data | Protected Data | Protected Data | Residential | Solar* Rewards | 2012 |  | n/a
Xcel Energy | 85 | 13781 | IOU | SRO25869 | 40 | Solar |  |  | Withdrawn | Zumbro Falls | Protected Data | Protected Data | Protected Data | Residential | Solar* Rewards | 2012 |  | n/a
Xcel Energy | 85 | 13781 | IOU | SRO25877 | 4 | Solar |  |  | Withdrawn | Saint Paul | Protected Data | Protected Data | Protected Data | Residential | Solar* Rewards | 2012 |  | n/a
Xcel Energy | 85 | 13781 | IOU | SRO25893 | 5 | Solar |  |  | Withdrawn | Minneapolis | Protected Data | Protected Data | Protected Data | Residential | Solar* Rewards | 2012 |  | n/a
Xcel Energy | 85 | 13781 | IOU | SRO25928 | 37 | Solar |  |  | Withdrawn | Hanover | Protected Data | Protected Data | Protected Data | Commercial | Solar* Rewards | 2012 |  | n/a
Xcel Energy | 85 | 13781 | IOU | SRO25929 | 29 | Solar |  |  | Withdrawn | Hanover | Protected Data | Protected Data | Protected Data | Commercial | Solar* Rewards | 2012 |  | n/a
Xcel Energy | 85 | 13781 | IOU | SRO25930 | 40 | Solar |  |  | Withdrawn | Minneapolis | Protected Data | Protected Data | Protected Data | Commercial | Solar* Rewards | 2012 |  | n/a
Xcel Energy | 85 | 13781 | IOU | SRO25931 | 40 | Solar |  |  | Withdrawn | Champlin | Protected Data | Protected Data | Protected Data | Commercial | Solar* Rewards | 2012 |  | n/a
Xcel Energy | 85 | 13781 | IOU | SRO25932 | 40 | Solar |  |  | Withdrawn | Champlin | Protected Data | Protected Data | Protected Data | Commercial | Solar* Rewards | 2012 |  | n/a
Xcel Energy | 85 | 13781 | IOU | SRO25933 | 40 | Solar |  |  | Withdrawn | Champlin | Protected Data | Protected Data | Protected Data | Commercial | Solar* Rewards | 2012 |  | n/a
Xcel Energy | 85 | 13781 | IOU | SRO25934 | 27 | Solar |  |  | Withdrawn | Champlin | Protected Data | Protected Data | Protected Data | Commercial | Solar* Rewards | 2012 |  | n/a
Xcel Energy | 85 | 13781 | IOU | SRO26048 | 16 | Solar |  |  | Withdrawn | Lester Prairie | Protected Data | Protected Data | Protected Data | Residential | Solar* Rewards | 2012 |  | n/a
Xcel Energy | 85 | 13781 | IOU | SRO26065 | 4 | Solar |  |  | Withdrawn | Lake Elmo | Protected Data | Protected Data | Protected Data | Residential | Solar* Rewards | 2012 |  | n/a
Xcel Energy | 85 | 13781 | IOU | SRO26150 | 9 | Solar |  |  | Withdrawn | Roseville | Protected Data | Protected Data | Protected Data | Residential | Solar* Rewards | 2012 |  | n/a
Xcel Energy | 85 | 13781 | IOU | SRO26263 | 3 | Solar |  |  | Withdrawn | Minneapolis | Protected Data | Protected Data | Protected Data | Residential | Solar* Rewards | 2012 |  | n/a
Xcel Energy | 85 | 13781 | IOU | SRO26464 | 40 | Solar |  |  | Withdrawn | Saint Paul | Protected Data | Protected Data | Protected Data | Commercial | Solar* Rewards | 2012 |  | n/a
Xcel Energy | 85 | 13781 | IOU | SRO26483 | 10 | Solar |  |  | Withdrawn | Minneapolis | Protected Data | Protected Data | Protected Data | Commercial | Solar* Rewards | 2012 |  | n/a
Xcel Energy | 85 | 13781 | IOU | SRO26484 | 12 | Solar |  |  | Withdrawn | Saint Paul | Protected Data | Protected Data | Protected Data | Commercial | Solar* Rewards | 2012 |  | n/a
Xcel Energy | 85 | 13781 | IOU | SRO26485 | 25 | Solar |  |  | Withdrawn | Saint Paul | Protected Data | Protected Data | Protected Data | Commercial | Solar* Rewards | 2012 |  | n/a
Xcel Energy | 85 | 13781 | IOU | SRO26559 | 13 | Solar |  |  | Withdrawn | Rockford | Protected Data | Protected Data | Protected Data | Residential | Solar* Rewards | 2012 |  | n/a
Xcel Energy | 85 | 13781 | IOU | SRO26594 | 4 | Solar |  |  | Withdrawn | Northfield | Protected Data | Protected Data | Protected Data | Residential | Solar* Rewards | 2012 |  | n/a
Xcel Energy | 85 | 13781 | IOU | SRO26595 | 7 | Solar |  |  | Withdrawn | Rockford | Protected Data | Protected Data | Protected Data | Commercial | Solar* Rewards | 2012 |  | n/a
Xcel Energy | 85 | 13781 | IOU | SRO26645 | 5 | Solar |  |  | Withdrawn | Minneapolis | Protected Data | Protected Data | Protected Data | Residential | Solar* Rewards | 2012 |  | n/a
Xcel Energy | 85 | 13781 | IOU | SRO26657 | 7 | Solar |  |  | Withdrawn | Roseville | Protected Data | Protected Data | Protected Data | Residential | Solar* Rewards | 2012 |  | n/a
Xcel Energy | 85 | 13781 | IOU | SRO26811 | 6 | Solar |  |  | Withdrawn | Minnetonka | Protected Data | Protected Data | Protected Data | Residential | Solar* Rewards | 2012 |  | n/a
Xcel Energy | 85 | 13781 | IOU | SRO26863 | 8 | Solar |  |  | Withdrawn | Afton | Protected Data | Protected Data | Protected Data | Residential | Solar* Rewards | 2012 |  | n/a
Xcel Energy | 85 | 13781 | IOU | SRO26960 | 6 | Solar |  |  | Withdrawn | Saint Paul | Protected Data | Protected Data | Protected Data | Residential | Solar* Rewards | 2012 |  | n/a
Xcel Energy | 85 | 13781 | IOU | SRO26968 | 2 | Solar |  |  | Withdrawn | Saint Paul | Protected Data | Protected Data | Protected Data | Residential | Solar* Rewards | 2012 |  | n/a
Xcel Energy | 85 | 13781 | IOU | SRO27175 | 3 | Solar |  |  | Withdrawn | Saint Paul | Protected Data | Protected Data | Protected Data | Residential | Solar* Rewards | 2012 |  | n/a
Xcel Energy | 85 | 13781 | IOU | SRO27176 | 7 | Solar |  |  | Withdrawn | Saint Paul | Protected Data | Protected Data | Protected Data | Residential | Solar* Rewards | 2012 |  | n/a
Xcel Energy | 85 | 13781 | IOU | SRO27191 | 11 | Solar |  |  | Withdrawn | Stillwater | Protected Data | Protected Data | Protected Data | Residential | Solar* Rewards | 2012 |  | n/a
Xcel Energy | 85 | 13781 | IOU | SRO27329 | 11 | Solar |  |  | Withdrawn | Roseville | Protected Data | Protected Data | Protected Data | Residential | Solar* Rewards | 2012 |  | n/a
Xcel Energy | 85 | 13781 | IOU | SRO27339 | 5 | Solar |  |  | Withdrawn | Shoreview | Protected Data | Protected Data | Protected Data | Residential | Solar* Rewards | 2012 |  | n/a
Xcel Energy | 85 | 13781 | IOU | SRO27392 | 5 | Solar |  |  | Withdrawn | Minneapolis | Protected Data | Protected Data | Protected Data | Residential | Solar* Rewards | 2012 |  | n/a
Xcel Energy | 85 | 13781 | IOU | SRO27450 | 8 | Solar |  |  | Withdrawn | Edina | Protected Data | Protected Data | Protected Data | Residential | Solar* Rewards | 2012 |  | n/a
Xcel Energy | 85 | 13781 | IOU | SRO27800 | 7 | Solar |  |  | Withdrawn | Edina | Protected Data | Protected Data | Protected Data | Residential | Solar* Rewards | 2012 |  | n/a
Xcel Energy | 85 | 13781 | IOU | SRO27802 | 7 | Solar |  |  | Withdrawn | Golden Valley | Protected Data | Protected Data | Protected Data | Residential | Solar* Rewards | 2012 |  | n/a
Xcel Energy | 85 | 13781 | IOU | SRO27813 | 18 | Solar |  |  | Withdrawn | Minnetonka | Protected Data | Protected Data | Protected Data | Commercial | Solar* Rewards | 2012 |  | n/a
Xcel Energy | 85 | 13781 | IOU | SRO27840 | 4 | Solar |  |  | Withdrawn | Lindstrom | Protected Data | Protected Data | Protected Data | Residential | Solar* Rewards | 2012 |  | n/a
Xcel Energy | 85 | 13781 | IOU | SRO27846 | 6 | Solar |  |  | Withdrawn | Minneapolis | Protected Data | Protected Data | Protected Data | Residential | Solar* Rewards | 2012 |  | n/a
Xcel Energy | 85 | 13781 | IOU | SRO27870 | 5 | Solar |  |  | Withdrawn | Saint Paul | Protected Data | Protected Data | Protected Data | Residential | Solar* Rewards | 2012 |  | n/a
Xcel Energy | 85 | 13781 | IOU | SRO27872 | 40 | Solar |  |  | Withdrawn | Minneapolis | Protected Data | Protected Data | Protected Data | Commercial | Solar* Rewards | 2012 |  | n/a
Xcel Energy | 85 | 13781 | IOU | SRO27873 | 40 | Solar |  |  | Withdrawn | Minneapolis | Protected Data | Protected Data | Protected Data | Commercial | Solar* Rewards | 2012 |  | n/a
Xcel Energy | 85 | 13781 | IOU | SRO27882 | 0 | Solar |  |  | Withdrawn |  | Protected Data | Protected Data | Protected Data | Residential | Solar* Rewards | 2012 |  | n/a
Xcel Energy | 85 | 13781 | IOU | SRO28526 | 0 | Solar |  |  | Withdrawn |  | Protected Data | Protected Data | Protected Data | Residential | Solar* Rewards | 2013 |  | n/a
Xcel Energy | 85 | 13781 | IOU | SRO28878 | 8 | Solar |  |  | Withdrawn | Minneapolis | Protected Data | Protected Data | Protected Data | Commercial | Solar* Rewards | 2013 |  | n/a
Xcel Energy | 85 | 13781 | IOU | SRO28982 | 40 | Solar |  |  | Withdrawn | Holdingford | Protected Data | Protected Data | Protected Data | Commercial | Solar* Rewards | 2013 |  | n/a
Xcel Energy | 85 | 13781 | IOU | SRO29057 | 5 | Solar |  |  | Withdrawn | La Crescent | Protected Data | Protected Data | Protected Data | Residential | Solar* Rewards | 2013 |  | n/a
Xcel Energy | 85 | 13781 | IOU | SRO29099 | 0 | Solar |  |  | Withdrawn |  | Protected Data | Protected Data | Protected Data | Residential | Solar* Rewards | 2013 |  | n/a
Xcel Energy | 85 | 13781 | IOU | SRO29206 | 0 | Solar |  |  | Withdrawn |  | Protected Data | Protected Data | Protected Data | Residential | Solar* Rewards | 2013 |  | n/a
Xcel Energy | 85 | 13781 | IOU | SRO29213 | 0 | Solar |  |  | Withdrawn |  | Protected Data | Protected Data | Protected Data | Residential | Solar* Rewards | 2013 |  | n/a
Xcel Energy | 85 | 13781 | IOU | SRO29214 | 0 | Solar |  |  | Withdrawn | Freeport | Protected Data | Protected Data | Protected Data | Residential | Solar* Rewards | 2013 |  | n/a
Xcel Energy | 85 | 13781 | IOU | SRO29215 | 0 | Solar |  |  | Withdrawn |  | Protected Data | Protected Data | Protected Data | Residential | Solar* Rewards | 2013 |  | n/a
Xcel Energy | 85 | 13781 | IOU | SRO29254 | 4 | Solar |  |  | Withdrawn | Northfield | Protected Data | Protected Data | Protected Data | Residential | Solar* Rewards | 2013 |  | n/a
Xcel Energy | 85 | 13781 | IOU | SRO29307 | 40 | Solar |  |  | Withdrawn | Saint Paul | Protected Data | Protected Data | Protected Data | Commercial | Solar* Rewards | 2013 |  | n/a
Xcel Energy | 85 | 13781 | IOU | SRO29342 | 9 | Solar |  |  | Withdrawn | Winona | Protected Data | Protected Data | Protected Data | Residential | Solar* Rewards | 2013 |  | n/a
Xcel Energy | 85 | 13781 | IOU | SRO29373 | 10 | Solar |  |  | Withdrawn | Minneapolis | Protected Data | Protected Data | Protected Data | Residential | Solar* Rewards | 2013 |  | n/a
Xcel Energy | 85 | 13781 | IOU | SRO29441 | 40 | Solar |  |  | Withdrawn | Bloomington | Protected Data | Protected Data | Protected Data | Commercial | Solar* Rewards | 2013 |  | n/a
Xcel Energy | 85 | 13781 | IOU | SRO29445 | 32 | Solar |  |  | Withdrawn | Bloomington | Protected Data | Protected Data | Protected Data | Commercial | Solar* Rewards | 2013 |  | n/a
Xcel Energy | 85 | 13781 | IOU | SRO29446 | 40 | Solar |  |  | Withdrawn | Northfield | Protected Data | Protected Data | Protected Data | Commercial | Solar* Rewards | 2013 |  | n/a
Xcel Energy | 85 | 13781 | IOU | SRO29449 | 4 | Solar |  |  | Withdrawn | Eagle Lake | Protected Data | Protected Data | Protected Data | Residential | Solar* Rewards | 2013 |  | n/a
Xcel Energy | 85 | 13781 | IOU | SRO29454 | 40 | Solar |  |  | Withdrawn | Minneapolis | Protected Data | Protected Data | Protected Data | Commercial | Solar* Rewards | 2013 |  | n/a
Xcel Energy | 85 | 13781 | IOU | SRO29457 | 40 | Solar |  |  | Withdrawn | Minneapolis | Protected Data | Protected Data | Protected Data | Commercial | Solar* Rewards | 2013 |  | n/a
Xcel Energy | 85 | 13781 | IOU | SRO29459 | 10 | Solar |  |  | Withdrawn | Minneapolis | Protected Data | Protected Data | Protected Data | Commercial | Solar* Rewards | 2013 |  | n/a
Xcel Energy | 85 | 13781 | IOU | SRO29462 | 11 | Solar |  |  | Withdrawn | Eagle Lake | Protected Data | Protected Data | Protected Data | Residential | Solar* Rewards | 2013 |  | n/a
Xcel Energy | 85 | 13781 | IOU | SRO29463 | 40 | Solar |  |  | Withdrawn | Minneapolis | Protected Data | Protected Data | Protected Data | Commercial | Solar* Rewards | 2013 |  | n/a
Xcel Energy | 85 | 13781 | IOU | SRO29464 | 20 | Solar |  |  | Withdrawn | Montevideo | Protected Data | Protected Data | Protected Data | Residential | Solar* Rewards | 2013 |  | n/a
Xcel Energy | 85 | 13781 | IOU | SRO29467 | 5 | Solar |  |  | Withdrawn | Minnetonka | Protected Data | Protected Data | Protected Data | Residential | Solar* Rewards | 2013 |  | n/a
Xcel Energy | 85 | 13781 | IOU | SRO29468 | 40 | Solar |  |  | Withdrawn | Minneapolis | Protected Data | Protected Data | Protected Data | Commercial | Solar* Rewards | 2013 |  | n/a
Xcel Energy | 85 | 13781 | IOU | SRO29471 | 40 | Solar |  |  | Withdrawn | Northfield | Protected Data | Protected Data | Protected Data | Commercial | Solar* Rewards | 2013 |  | n/a
Xcel Energy | 85 | 13781 | IOU | SRO29472 | 40 | Solar |  |  | Withdrawn | Northfield | Protected Data | Protected Data | Protected Data | Commercial | Solar* Rewards | 2013 |  | n/a
Xcel Energy | 85 | 13781 | IOU | SRO29482 | 34 | Solar |  |  | Withdrawn | Mankato | Protected Data | Protected Data | Protected Data | Commercial | Solar* Rewards | 2013 |  | n/a
Xcel Energy | 85 | 13781 | IOU | SRO29484 | 40 | Solar |  |  | Withdrawn | Minneapolis | Protected Data | Protected Data | Protected Data | Residential | Solar* Rewards | 2013 |  | n/a
Xcel Energy | 85 | 13781 | IOU | SRO29493 | 40 | Solar |  |  | Withdrawn | Northfield | Protected Data | Protected Data | Protected Data | Commercial | Solar* Rewards | 2013 |  | n/a
Xcel Energy | 85 | 13781 | IOU | SRO29494 | 40 | Solar |  |  | Withdrawn | Stillwater | Protected Data | Protected Data | Protected Data | Commercial | Solar* Rewards | 2013 |  | n/a
Xcel Energy | 85 | 13781 | IOU | SRO29495 | 39 | Solar |  |  | Withdrawn | Brooten | Protected Data | Protected Data | Protected Data | Commercial | Solar* Rewards | 2013 |  | n/a
Xcel Energy | 85 | 13781 | IOU | SRO29497 | 39 | Solar |  |  | Withdrawn | Belgrade | Protected Data | Protected Data | Protected Data | Commercial | Solar* Rewards | 2013 |  | n/a
Xcel Energy | 85 | 13781 | IOU | SRO29509 | 34 | Solar |  |  | Withdrawn | Bloomington | Protected Data | Protected Data | Protected Data | Residential | Solar* Rewards | 2013 |  | n/a
Xcel Energy | 85 | 13781 | IOU | SRO29522 | 0 | Solar |  |  | Withdrawn |  | Protected Data | Protected Data | Protected Data | Residential | Solar* Rewards | 2013 |  | n/a
Xcel Energy | 85 | 13781 | IOU | SRO29526 | 6 | Solar |  |  | Withdrawn | Chisago City | Protected Data | Protected Data | Protected Data | Commercial | Solar* Rewards | 2013 |  | n/a
Xcel Energy | 85 | 13781 | IOU | SRO29538 | 4 | Solar |  |  | Withdrawn | Minneapolis | Protected Data | Protected Data | Protected Data | Residential | Solar* Rewards | 2013 |  | n/a
Xcel Energy | 85 | 13781 | IOU | SRO29547 | 9 | Solar |  |  | Withdrawn | Northfield | Protected Data | Protected Data | Protected Data | Residential | Solar* Rewards | 2013 |  | n/a
Xcel Energy | 85 | 13781 | IOU | SRO29548 | 3 | Solar |  |  | Withdrawn | Northfield | Protected Data | Protected Data | Protected Data | Residential | Solar* Rewards | 2013 |  | n/a
Xcel Energy | 85 | 13781 | IOU | SRO29549 | 4 | Solar |  |  | Withdrawn | Minneapolis | Protected Data | Protected Data | Protected Data | Residential | Solar* Rewards | 2013 |  | n/a
Xcel Energy | 85 | 13781 | IOU | SRO29552 | 3 | Solar |  |  | Withdrawn | Minneapolis | Protected Data | Protected Data | Protected Data | Residential | Solar* Rewards | 2013 |  | n/a
Xcel Energy | 85 | 13781 | IOU | SRO29556 | 4 | Solar |  |  | Withdrawn | Northfield | Protected Data | Protected Data | Protected Data | Residential | Solar* Rewards | 2013 |  | n/a
Xcel Energy | 85 | 13781 | IOU | SRO29558 | 40 | Solar |  |  | Withdrawn | Bloomington | Protected Data | Protected Data | Protected Data | Commercial | Solar* Rewards | 2013 |  | n/a
Xcel Energy | 85 | 13781 | IOU | SRO29562 | 4 | Solar |  |  | Withdrawn | Northfield | Protected Data | Protected Data | Protected Data | Residential | Solar* Rewards | 2013 |  | n/a
Xcel Energy | 85 | 13781 | IOU | SRO29563 | 4 | Solar |  |  | Withdrawn | Northfield | Protected Data | Protected Data | Protected Data | Residential | Solar* Rewards | 2013 |  | n/a
Xcel Energy | 85 | 13781 | IOU | SRO29564 | 11 | Solar |  |  | Withdrawn | Northfield | Protected Data | Protected Data | Protected Data | Residential | Solar* Rewards | 2013 |  | n/a
Xcel Energy | 85 | 13781 | IOU | SRO29571 | 3 | Solar |  |  | Withdrawn | Northfield | Protected Data | Protected Data | Protected Data | Residential | Solar* Rewards | 2013 |  | n/a
Xcel Energy | 85 | 13781 | IOU | SRO29572 | 38 | Solar |  |  | Withdrawn | Saint Paul | Protected Data | Protected Data | Protected Data | Commercial | Solar* Rewards | 2013 |  | n/a
Xcel Energy | 85 | 13781 | IOU | SRO29573 | 8 | Solar |  |  | Withdrawn | Edina | Protected Data | Protected Data | Protected Data | Residential | Solar* Rewards | 2013 |  | n/a
Xcel Energy | 85 | 13781 | IOU | SRO29574 | 7 | Solar |  |  | Withdrawn | Northfield | Protected Data | Protected Data | Protected Data | Residential | Solar* Rewards | 2013 |  | n/a
Xcel Energy | 85 | 13781 | IOU | SRO29577 | 17 | Solar |  |  | Withdrawn | Cottage Grove | Protected Data | Protected Data | Protected Data | Commercial | Solar* Rewards | 2013 |  | n/a
Xcel Energy | 85 | 13781 | IOU | SRO29580 | 8 | Solar |  |  | Withdrawn | Dundas | Protected Data | Protected Data | Protected Data | Residential | Solar* Rewards | 2013 |  | n/a
Xcel Energy | 85 | 13781 | IOU | SRO29581 | 5 | Solar |  |  | Withdrawn | Minneapolis | Protected Data | Protected Data | Protected Data | Residential | Solar* Rewards | 2013 |  | n/a
Xcel Energy | 85 | 13781 | IOU | SRO29582 | 13 | Solar |  |  | Withdrawn | Northfield | Protected Data | Protected Data | Protected Data | Residential | Solar* Rewards | 2013 |  | n/a
Xcel Energy | 85 | 13781 | IOU | SRO29583 | 7 | Solar |  |  | Withdrawn | Minneapolis | Protected Data | Protected Data | Protected Data | Residential | Solar* Rewards | 2013 |  | n/a
Xcel Energy | 85 | 13781 | IOU | SRO29585 | 5 | Solar |  |  | Withdrawn | Minneapolis | Protected Data | Protected Data | Protected Data | Residential | Solar* Rewards | 2013 |  | n/a
Xcel Energy | 85 | 13781 | IOU | SRO29586 | 8 | Solar |  |  | Withdrawn | Rollingstone | Protected Data | Protected Data | Protected Data | Residential | Solar* Rewards | 2013 |  | n/a
Xcel Energy | 85 | 13781 | IOU | SRO29587 | 3 | Solar |  |  | Withdrawn | Saint Paul | Protected Data | Protected Data | Protected Data | Residential | Solar* Rewards | 2013 |  | n/a
Xcel Energy | 85 | 13781 | IOU | SRO29595 | 40 | Solar |  |  | Withdrawn | Inver Grove Heights | Protected Data | Protected Data | Protected Data | Commercial | Solar* Rewards | 2013 |  | n/a
Xcel Energy | 85 | 13781 | IOU | SRO29600 | 10 | Solar |  |  | Withdrawn | Stillwater | Protected Data | Protected Data | Protected Data | Residential | Solar* Rewards | 2013 |  | n/a
Xcel Energy | 85 | 13781 | IOU | SRO29607 | 39 | Solar |  |  | Withdrawn | Dilworth | Protected Data | Protected Data | Protected Data | Commercial | Solar* Rewards | 2013 |  | n/a
Xcel Energy | 85 | 13781 | IOU | SRO29608 | 3 | Solar |  |  | Withdrawn | Roseville | Protected Data | Protected Data | Protected Data | Residential | Solar* Rewards | 2013 |  | n/a
Xcel Energy | 85 | 13781 | IOU | SRO29611 | 40 | Solar |  |  | Withdrawn | Eden Prairie | Protected Data | Protected Data | Protected Data | Commercial | Solar* Rewards | 2013 |  | n/a
Xcel Energy | 85 | 13781 | IOU | SRO29612 | 5 | Solar |  |  | Withdrawn | Golden Valley | Protected Data | Protected Data | Protected Data | Residential | Solar* Rewards | 2013 |  | n/a
Xcel Energy | 85 | 13781 | IOU | SRO29614 | 10 | Solar |  |  | Withdrawn | Minneapolis | Protected Data | Protected Data | Protected Data | Commercial | Solar* Rewards | 2013 |  | n/a
Xcel Energy | 85 | 13781 | IOU | SRO29617 | 40 | Solar |  |  | Withdrawn | Minneapolis | Protected Data | Protected Data | Protected Data | Commercial | Solar* Rewards | 2013 |  | n/a
Xcel Energy | 85 | 13781 | IOU | SRO29619 | 10 | Solar |  |  | Withdrawn | White Bear Lake | Protected Data | Protected Data | Protected Data | Commercial | Solar* Rewards | 2013 |  | n/a
Xcel Energy | 85 | 13781 | IOU | SRO29621 | 3 | Solar |  |  | Withdrawn | Saint Paul | Protected Data | Protected Data | Protected Data | Residential | Solar* Rewards | 2013 |  | n/a
Xcel Energy | 85 | 13781 | IOU | SRO29622 | 8 | Solar |  |  | Withdrawn | Rogers | Protected Data | Protected Data | Protected Data | Residential | Solar* Rewards | 2013 |  | n/a
Xcel Energy | 85 | 13781 | IOU | SRO29623 | 20 | Solar |  |  | Withdrawn | Sauk Rapids | Protected Data | Protected Data | Protected Data | Residential | Solar* Rewards | 2013 |  | n/a
Xcel Energy | 85 | 13781 | IOU | SRO29624 | 6 | Solar |  |  | Withdrawn | Saint Cloud | Protected Data | Protected Data | Protected Data | Residential | Solar* Rewards | 2013 |  | n/a
Xcel Energy | 85 | 13781 | IOU | SRO29628 | 40 | Solar |  |  | Withdrawn | Minneapolis | Protected Data | Protected Data | Protected Data | Commercial | Solar* Rewards | 2013 |  | n/a
Xcel Energy | 85 | 13781 | IOU | SRO29630 | 40 | Solar |  |  | Withdrawn | Saint Cloud | Protected Data | Protected Data | Protected Data | Commercial | Solar* Rewards | 2013 |  | n/a
Xcel Energy | 85 | 13781 | IOU | SRO29632 | 40 | Solar |  |  | Withdrawn | Eden Prairie | Protected Data | Protected Data | Protected Data | Commercial | Solar* Rewards | 2013 |  | n/a
Xcel Energy | 85 | 13781 | IOU | SRO29635 | 5 | Solar |  |  | Withdrawn | Chisago City | Protected Data | Protected Data | Protected Data | Residential | Solar* Rewards | 2013 |  | n/a
Xcel Energy | 85 | 13781 | IOU | SRO29637 | 39 | Solar |  |  | Withdrawn | Cottage Grove | Protected Data | Protected Data | Protected Data | Commercial | Solar* Rewards | 2013 |  | n/a
Xcel Energy | 85 | 13781 | IOU | SRO29639 | 80 | Solar |  |  | Withdrawn | Minneapolis | Protected Data | Protected Data | Protected Data | Commercial | Solar* Rewards | 2013 |  | n/a
Xcel Energy | 85 | 13781 | IOU | SRO29640 | 40 | Solar |  |  | Withdrawn | Saint Paul | Protected Data | Protected Data | Protected Data | Commercial | Solar* Rewards | 2013 |  | n/a
Xcel Energy | 85 | 13781 | IOU | SRO29642 | 8 | Solar |  |  | Withdrawn | Saint Paul | Protected Data | Protected Data | Protected Data | Residential | Solar* Rewards | 2013 |  | n/a
Xcel Energy | 85 | 13781 | IOU | SRO29645 | 40 | Solar |  |  | Withdrawn | Eden Prairie | Protected Data | Protected Data | Protected Data | Commercial | Solar* Rewards | 2013 |  | n/a
Xcel Energy | 85 | 13781 | IOU | SRO29646 | 30 | Solar |  |  | Withdrawn | Columbia Heights | Protected Data | Protected Data | Protected Data | Commercial | Solar* Rewards | 2013 |  | n/a
Xcel Energy | 85 | 13781 | IOU | SRO29647 | 40 | Solar |  |  | Withdrawn | Chisago City | Protected Data | Protected Data | Protected Data | Commercial | Solar* Rewards | 2013 |  | n/a
Xcel Energy | 85 | 13781 | IOU | SRO29650 | 10 | Solar |  |  | Withdrawn | Woodbury | Protected Data | Protected Data | Protected Data | Residential | Solar* Rewards | 2013 |  | n/a
Xcel Energy | 85 | 13781 | IOU | SRO29651 | 40 | Solar |  |  | Withdrawn | Saint Paul | Protected Data | Protected Data | Protected Data | Commercial | Solar* Rewards | 2013 |  | n/a
Xcel Energy | 85 | 13781 | IOU | SRO29652 | 5 | Solar |  |  | Withdrawn | Shoreview | Protected Data | Protected Data | Protected Data | Residential | Solar* Rewards | 2013 |  | n/a
Xcel Energy | 85 | 13781 | IOU | SRO29653 | 2 | Solar |  |  | Withdrawn | Minneapolis | Protected Data | Protected Data | Protected Data | Residential | Solar* Rewards | 2013 |  | n/a
Xcel Energy | 85 | 13781 | IOU | SRO29654 | 6 | Solar |  |  | Withdrawn | Maple Grove | Protected Data | Protected Data | Protected Data | Residential | Solar* Rewards | 2013 |  | n/a
Xcel Energy | 85 | 13781 | IOU | SRO29661 | 6 | Solar |  |  | Withdrawn | Maplewood | Protected Data | Protected Data | Protected Data | Residential | Solar* Rewards | 2013 |  | n/a
Xcel Energy | 85 | 13781 | IOU | SRO29663 | 39 | Solar |  |  | Withdrawn | Inver Grove Heights | Protected Data | Protected Data | Protected Data | Commercial | Solar* Rewards | 2013 |  | n/a
Xcel Energy | 85 | 13781 | IOU | SRO29665 | 39 | Solar |  |  | Withdrawn | Minneapolis | Protected Data | Protected Data | Protected Data | Commercial | Solar* Rewards | 2013 |  | n/a
Xcel Energy | 85 | 13781 | IOU | SRO29668 | 27 | Solar |  |  | Withdrawn | Edina | Protected Data | Protected Data | Protected Data | Commercial | Solar* Rewards | 2013 |  | n/a
Xcel Energy | 85 | 13781 | IOU | SRO29670 | 0 | Solar |  |  | Withdrawn |  | Protected Data | Protected Data | Protected Data | Residential | Solar* Rewards | 2013 |  | n/a
Xcel Energy | 85 | 13781 | IOU | SRO29671 | 27 | Solar |  |  | Withdrawn | Saint Louis Park | Protected Data | Protected Data | Protected Data | Commercial | Solar* Rewards | 2013 |  | n/a
Xcel Energy | 85 | 13781 | IOU | SRO29673 | 4 | Solar |  |  | Withdrawn | New Brighton | Protected Data | Protected Data | Protected Data | Residential | Solar* Rewards | 2013 |  | n/a
Xcel Energy | 85 | 13781 | IOU | SRO29679 | 5 | Solar |  |  | Withdrawn | Sauk Rapids | Protected Data | Protected Data | Protected Data | Residential | Solar* Rewards | 2013 |  | n/a
Xcel Energy | 85 | 13781 | IOU | SRO29682 | 8 | Solar |  |  | Withdrawn | Bloomington | Protected Data | Protected Data | Protected Data | Residential | Solar* Rewards | 2013 |  | n/a
Xcel Energy | 85 | 13781 | IOU | SRO29685 | 9 | Solar |  |  | Withdrawn | Saint Paul | Protected Data | Protected Data | Protected Data | Commercial | Solar* Rewards | 2013 |  | n/a
Xcel Energy | 85 | 13781 | IOU | SRO29693 | 30 | Solar |  |  | Withdrawn | Minneapolis | Protected Data | Protected Data | Protected Data | Commercial | Solar* Rewards | 2013 |  | n/a
Xcel Energy | 85 | 13781 | IOU | SRO29695 | 9 | Solar |  |  | Withdrawn | Minneapolis | Protected Data | Protected Data | Protected Data | Commercial | Solar* Rewards | 2013 |  | n/a
Xcel Energy | 85 | 13781 | IOU | SRO29696 | 40 | Solar |  |  | Withdrawn | Saint Paul | Protected Data | Protected Data | Protected Data | Commercial | Solar* Rewards | 2013 |  | n/a
Xcel Energy | 85 | 13781 | IOU | SRO29698 | 6 | Solar |  |  | Withdrawn | Hugo | Protected Data | Protected Data | Protected Data | Residential | Solar* Rewards | 2013 |  | n/a
Xcel Energy | 85 | 13781 | IOU | SRO29702 | 2 | Solar |  |  | Withdrawn | Minneapolis | Protected Data | Protected Data | Protected Data | Residential | Solar* Rewards | 2013 |  | n/a
Xcel Energy | 85 | 13781 | IOU | SRO29707 | 2 | Solar |  |  | Withdrawn | Minneapolis | Protected Data | Protected Data | Protected Data | Residential | Solar* Rewards | 2013 |  | n/a
Xcel Energy | 85 | 13781 | IOU | SRO29709 | 5 | Solar |  |  | Withdrawn | Minneapolis | Protected Data | Protected Data | Protected Data | Commercial | Solar* Rewards | 2013 |  | n/a
Xcel Energy | 85 | 13781 | IOU | SRO29710 | 39 | Solar |  |  | Withdrawn | Edina | Protected Data | Protected Data | Protected Data | Commercial | Solar* Rewards | 2013 |  | n/a
Xcel Energy | 85 | 13781 | IOU | SRO29711 | 9 | Solar |  |  | Withdrawn | Belgrade | Protected Data | Protected Data | Protected Data | Residential | Solar* Rewards | 2013 |  | n/a
Xcel Energy | 85 | 13781 | IOU | SRO29712 | 6 | Solar |  |  | Withdrawn | Minnetonka | Protected Data | Protected Data | Protected Data | Residential | Solar* Rewards | 2013 |  | n/a
Xcel Energy | 85 | 13781 | IOU | SRO29713 | 5 | Solar |  |  | Withdrawn | Courtland | Protected Data | Protected Data | Protected Data | Residential | Solar* Rewards | 2013 |  | n/a
Xcel Energy | 85 | 13781 | IOU | SRO29714 | 1 | Solar |  |  | Withdrawn | La Crescent | Protected Data | Protected Data | Protected Data | Residential | Solar* Rewards | 2013 |  | n/a
Xcel Energy | 85 | 13781 | IOU | SRO29716 | 40 | Solar |  |  | Withdrawn | Maplewood | Protected Data | Protected Data | Protected Data | Commercial | Solar* Rewards | 2013 |  | n/a
Xcel Energy | 85 | 13781 | IOU | SRO29717 | 40 | Solar |  |  | Withdrawn | Saint Paul | Protected Data | Protected Data | Protected Data | Commercial | Solar* Rewards | 2013 |  | n/a
Xcel Energy | 85 | 13781 | IOU | SRO29719 | 40 | Solar |  |  | Withdrawn | Saint Paul | Protected Data | Protected Data | Protected Data | Commercial | Solar* Rewards | 2013 |  | n/a
Xcel Energy | 85 | 13781 | IOU | SRO29720 | 2 | Solar |  |  | Withdrawn | Rogers | Protected Data | Protected Data | Protected Data | Residential | Solar* Rewards | 2013 |  | n/a
Xcel Energy | 85 | 13781 | IOU | SRO29721 | 5 | Solar |  |  | Withdrawn | Mantorville | Protected Data | Protected Data | Protected Data | Residential | Solar* Rewards | 2013 |  | n/a
Xcel Energy | 85 | 13781 | IOU | SRO29722 | 40 | Solar |  |  | Withdrawn | Nicollet | Protected Data | Protected Data | Protected Data | Commercial | Solar* Rewards | 2013 |  | n/a
Xcel Energy | 85 | 13781 | IOU | SRO29724 | 2 | Solar |  |  | Withdrawn | Brooklyn Park | Protected Data | Protected Data | Protected Data | Residential | Solar* Rewards | 2013 |  | n/a
Xcel Energy | 85 | 13781 | IOU | SRO29726 | 15 | Solar |  |  | Withdrawn | Gibbon | Protected Data | Protected Data | Protected Data | Residential | Solar* Rewards | 2013 |  | n/a
Xcel Energy | 85 | 13781 | IOU | SRO29729 | 36 | Solar |  |  | Withdrawn | New Hope | Protected Data | Protected Data | Protected Data | Commercial | Solar* Rewards | 2013 |  | n/a
Xcel Energy | 85 | 13781 | IOU | SRO29731 | 6 | Solar |  |  | Withdrawn | Minneapolis | Protected Data | Protected Data | Protected Data | Residential | Solar* Rewards | 2013 |  | n/a
Xcel Energy | 85 | 13781 | IOU | SRO29733 | 4 | Solar |  |  | Withdrawn | Northfield | Protected Data | Protected Data | Protected Data | Residential | Solar* Rewards | 2013 |  | n/a
Xcel Energy | 85 | 13781 | IOU | SRO29734 | 21 | Solar |  |  | Withdrawn | Byron | Protected Data | Protected Data | Protected Data | Commercial | Solar* Rewards | 2013 |  | n/a
Xcel Energy | 85 | 13781 | IOU | SRO29735 | 19 | Solar |  |  | Withdrawn | Saint Paul | Protected Data | Protected Data | Protected Data | Commercial | Solar* Rewards | 2013 |  | n/a
Xcel Energy | 85 | 13781 | IOU | SRO29736 | 37 | Solar |  |  | Withdrawn | Hanover | Protected Data | Protected Data | Protected Data | Commercial | Solar* Rewards | 2013 |  | n/a
Xcel Energy | 85 | 13781 | IOU | SRO29737 | 30 | Solar |  |  | Withdrawn | Saint Paul | Protected Data | Protected Data | Protected Data | Residential | Solar* Rewards | 2013 |  | n/a
Xcel Energy | 85 | 13781 | IOU | SRO29738 | 40 | Solar |  |  | Withdrawn | Altura | Protected Data | Protected Data | Protected Data | Residential | Solar* Rewards | 2013 |  | n/a
Xcel Energy | 85 | 13781 | IOU | SRO29740 | 29 | Solar |  |  | Withdrawn | Hanover | Protected Data | Protected Data | Protected Data | Commercial | Solar* Rewards | 2013 |  | n/a
Xcel Energy | 85 | 13781 | IOU | SRO29748 | 3 | Solar |  |  | Withdrawn | Saint Paul | Protected Data | Protected Data | Protected Data | Commercial | Solar* Rewards | 2013 |  | n/a
Xcel Energy | 85 | 13781 | IOU | SRO29751 | 4 | Solar |  |  | Withdrawn | Inver Grove Heights | Protected Data | Protected Data | Protected Data | Residential | Solar* Rewards | 2013 |  | n/a
Xcel Energy | 85 | 13781 | IOU | SRO29754 | 40 | Solar |  |  | Withdrawn | Rogers | Protected Data | Protected Data | Protected Data | Commercial | Solar* Rewards | 2013 |  | n/a
Xcel Energy | 85 | 13781 | IOU | SRO29755 | 40 | Solar |  |  | Withdrawn | Golden Valley | Protected Data | Protected Data | Protected Data | Commercial | Solar* Rewards | 2013 |  | n/a
Xcel Energy | 85 | 13781 | IOU | SRO29756 | 19 | Solar |  |  | Withdrawn | Minnetonka | Protected Data | Protected Data | Protected Data | Commercial | Solar* Rewards | 2013 |  | n/a
Xcel Energy | 85 | 13781 | IOU | SRO29757 | 9 | Solar |  |  | Withdrawn | New Brighton | Protected Data | Protected Data | Protected Data | Commercial | Solar* Rewards | 2013 |  | n/a
Xcel Energy | 85 | 13781 | IOU | SRO29758 | 14 | Solar |  |  | Withdrawn | Minneapolis | Protected Data | Protected Data | Protected Data | Residential | Solar* Rewards | 2013 |  | n/a
Xcel Energy | 85 | 13781 | IOU | SRO29761 | 30 | Solar |  |  | Withdrawn | Brooklyn Park | Protected Data | Protected Data | Protected Data | Commercial | Solar* Rewards | 2013 |  | n/a
Xcel Energy | 85 | 13781 | IOU | SRO29763 | 5 | Solar |  |  | Withdrawn | Minnetonka | Protected Data | Protected Data | Protected Data | Residential | Solar* Rewards | 2013 |  | n/a
Xcel Energy | 85 | 13781 | IOU | SRO29764 | 4 | Solar |  |  | Withdrawn | Morgan | Protected Data | Protected Data | Protected Data | Residential | Solar* Rewards | 2013 |  | n/a
Xcel Energy | 85 | 13781 | IOU | SRO29765 | 26 | Solar |  |  | Withdrawn | Brooklyn Center | Protected Data | Protected Data | Protected Data | Commercial | Solar* Rewards | 2013 |  | n/a
Xcel Energy | 85 | 13781 | IOU | SRO29766 | 6 | Solar |  |  | Withdrawn | Spicer | Protected Data | Protected Data | Protected Data | Residential | Solar* Rewards | 2013 |  | n/a
Xcel Energy | 85 | 13781 | IOU | SRO29767 | 6 | Solar |  |  | Withdrawn | Minneapolis | Protected Data | Protected Data | Protected Data | Residential | Solar* Rewards | 2013 |  | n/a
Xcel Energy | 85 | 13781 | IOU | SRO29768 | 35 | Solar |  |  | Withdrawn | Minneapolis | Protected Data | Protected Data | Protected Data | Commercial | Solar* Rewards | 2013 |  | n/a
Xcel Energy | 85 | 13781 | IOU | SRO29769 | 6 | Solar |  |  | Withdrawn | Bloomington | Protected Data | Protected Data | Protected Data | Residential | Solar* Rewards | 2013 |  | n/a
Xcel Energy | 85 | 13781 | IOU | SRO29771 | 26 | Solar |  |  | Withdrawn | Claremont | Protected Data | Protected Data | Protected Data | Commercial | Solar* Rewards | 2013 |  | n/a
Xcel Energy | 85 | 13781 | IOU | SRO29772 | 40 | Solar |  |  | Withdrawn | Minnetonka | Protected Data | Protected Data | Protected Data | Commercial | Solar* Rewards | 2013 |  | n/a
Xcel Energy | 85 | 13781 | IOU | SRO29774 | 6 | Solar |  |  | Withdrawn | Winona | Protected Data | Protected Data | Protected Data | Residential | Solar* Rewards | 2013 |  | n/a
Xcel Energy | 85 | 13781 | IOU | SRO29776 | 40 | Solar |  |  | Withdrawn | Minneapolis | Protected Data | Protected Data | Protected Data | Commercial | Solar* Rewards | 2013 |  | n/a
Xcel Energy | 85 | 13781 | IOU | SRO29778 | 23 | Solar |  |  | Withdrawn | Long Lake | Protected Data | Protected Data | Protected Data | Commercial | Solar* Rewards | 2013 |  | n/a
Xcel Energy | 85 | 13781 | IOU | SRO29779 | 30 | Solar |  |  | Withdrawn | Rogers | Protected Data | Protected Data | Protected Data | Commercial | Solar* Rewards | 2013 |  | n/a
Xcel Energy | 85 | 13781 | IOU | SRO29781 | 40 | Solar |  |  | Withdrawn | Golden Valley | Protected Data | Protected Data | Protected Data | Commercial | Solar* Rewards | 2013 |  | n/a
Xcel Energy | 85 | 13781 | IOU | SRO29782 | 40 | Solar |  |  | Withdrawn | Saint Paul | Protected Data | Protected Data | Protected Data | Commercial | Solar* Rewards | 2013 |  | n/a
Xcel Energy | 85 | 13781 | IOU | SRO29783 | 3 | Solar |  |  | Withdrawn | Minneapolis | Protected Data | Protected Data | Protected Data | Residential | Solar* Rewards | 2013 |  | n/a
Xcel Energy | 85 | 13781 | IOU | SRO29785 | 8 | Solar |  |  | Withdrawn | Minneapolis | Protected Data | Protected Data | Protected Data | Commercial | Solar* Rewards | 2013 |  | n/a
Xcel Energy | 85 | 13781 | IOU | SRO29787 | 24 | Solar |  |  | Withdrawn | Northfield | Protected Data | Protected Data | Protected Data | Commercial | Solar* Rewards | 2013 |  | n/a
Xcel Energy | 85 | 13781 | IOU | SRO29788 | 40 | Solar |  |  | Withdrawn | Minneapolis | Protected Data | Protected Data | Protected Data | Commercial | Solar* Rewards | 2013 |  | n/a
Xcel Energy | 85 | 13781 | IOU | SRO29794 | 40 | Solar |  |  | Withdrawn | Golden Valley | Protected Data | Protected Data | Protected Data | Commercial | Solar* Rewards | 2013 |  | n/a
Xcel Energy | 85 | 13781 | IOU | SRO29795 | 6 | Solar |  |  | Withdrawn | Winona | Protected Data | Protected Data | Protected Data | Residential | Solar* Rewards | 2013 |  | n/a
Xcel Energy | 85 | 13781 | IOU | SRO29796 | 40 | Solar |  |  | Withdrawn | Holdingford | Protected Data | Protected Data | Protected Data | Commercial | Solar* Rewards | 2013 |  | n/a
Xcel Energy | 85 | 13781 | IOU | SRO29797 | 6 | Solar |  |  | Withdrawn | Saint Paul | Protected Data | Protected Data | Protected Data | Commercial | Solar* Rewards | 2013 |  | n/a
Xcel Energy | 85 | 13781 | IOU | SRO29798 | 12 | Solar |  |  | Withdrawn | Watertown | Protected Data | Protected Data | Protected Data | Residential | Solar* Rewards | 2013 |  | n/a
Xcel Energy | 85 | 13781 | IOU | SRO29801 | 6 | Solar |  |  | Withdrawn | Saint Paul | Protected Data | Protected Data | Protected Data | Residential | Solar* Rewards | 2013 |  | n/a
Xcel Energy | 85 | 13781 | IOU | SRO29802 | 40 | Solar |  |  | Withdrawn | Eden Prairie | Protected Data | Protected Data | Protected Data | Commercial | Solar* Rewards | 2013 |  | n/a
Xcel Energy | 85 | 13781 | IOU | SRO29804 | 40 | Solar |  |  | Withdrawn | Rogers | Protected Data | Protected Data | Protected Data | Commercial | Solar* Rewards | 2013 |  | n/a
Xcel Energy | 85 | 13781 | IOU | SRO29805 | 40 | Solar |  |  | Withdrawn | Maple Grove | Protected Data | Protected Data | Protected Data | Commercial | Solar* Rewards | 2013 |  | n/a
Xcel Energy | 85 | 13781 | IOU | SRO29807 | 40 | Solar |  |  | Withdrawn | Saint Paul | Protected Data | Protected Data | Protected Data | Commercial | Solar* Rewards | 2013 |  | n/a
Xcel Energy | 85 | 13781 | IOU | SRO29808 | 40 | Solar |  |  | Withdrawn | Saint Cloud | Protected Data | Protected Data | Protected Data | Commercial | Solar* Rewards | 2013 |  | n/a
Xcel Energy | 85 | 13781 | IOU | SRO29809 | 3 | Solar |  |  | Withdrawn | Stillwater | Protected Data | Protected Data | Protected Data | Residential | Solar* Rewards | 2013 |  | n/a
Xcel Energy | 85 | 13781 | IOU | SRO29811 | 40 | Solar |  |  | Withdrawn | Rockford | Protected Data | Protected Data | Protected Data | Commercial | Solar* Rewards | 2013 |  | n/a
Xcel Energy | 85 | 13781 | IOU | SRO29812 | 5 | Solar |  |  | Withdrawn | Mankato | Protected Data | Protected Data | Protected Data | Residential | Solar* Rewards | 2013 |  | n/a
Xcel Energy | 85 | 13781 | IOU | SRO29813 | 4 | Solar |  |  | Withdrawn | Minneapolis | Protected Data | Protected Data | Protected Data | Residential | Solar* Rewards | 2013 |  | n/a
Xcel Energy | 85 | 13781 | IOU | SRO29815 | 40 | Solar |  |  | Withdrawn | Golden Valley | Protected Data | Protected Data | Protected Data | Commercial | Solar* Rewards | 2013 |  | n/a
Xcel Energy | 85 | 13781 | IOU | SRO29816 | 8 | Solar |  |  | Withdrawn | Winona | Protected Data | Protected Data | Protected Data | Residential | Solar* Rewards | 2013 |  | n/a
Xcel Energy | 85 | 13781 | IOU | SRO29817 | 15 | Solar |  |  | Withdrawn | Saint Louis Park | Protected Data | Protected Data | Protected Data | Commercial | Solar* Rewards | 2013 |  | n/a
Xcel Energy | 85 | 13781 | IOU | SRO29819 | 7 | Solar |  |  | Withdrawn | Minneapolis | Protected Data | Protected Data | Protected Data | Residential | Solar* Rewards | 2013 |  | n/a
Xcel Energy | 85 | 13781 | IOU | SRO29820 | 11 | Solar |  |  | Withdrawn | Woodbury | Protected Data | Protected Data | Protected Data | Commercial | Solar* Rewards | 2013 |  | n/a
Xcel Energy | 85 | 13781 | IOU | SRO29821 | 4 | Solar |  |  | Withdrawn | Plymouth | Protected Data | Protected Data | Protected Data | Residential | Solar* Rewards | 2013 |  | n/a
Xcel Energy | 85 | 13781 | IOU | SRO29822 | 2 | Solar |  |  | Withdrawn |  | Protected Data | Protected Data | Protected Data | Residential | Solar* Rewards | 2013 |  | n/a
Xcel Energy | 85 | 13781 | IOU | SRO29823 | 40 | Solar |  |  | Withdrawn | Saint Paul | Protected Data | Protected Data | Protected Data | Commercial | Solar* Rewards | 2013 |  | n/a
Xcel Energy | 85 | 13781 | IOU | SRO29824 | 30 | Solar |  |  | Withdrawn | Golden Valley | Protected Data | Protected Data | Protected Data | Commercial | Solar* Rewards | 2013 |  | n/a
Xcel Energy | 85 | 13781 | IOU | SRO29826 | 1 | Solar |  |  | Withdrawn | Minneapolis | Protected Data | Protected Data | Protected Data | Residential | Solar* Rewards | 2013 |  | n/a
Xcel Energy | 85 | 13781 | IOU | SRO29827 | 40 | Solar |  |  | Withdrawn | Waconia | Protected Data | Protected Data | Protected Data | Commercial | Solar* Rewards | 2013 |  | n/a
Xcel Energy | 85 | 13781 | IOU | SRO29829 | 11 | Solar |  |  | Withdrawn | Zumbrota | Protected Data | Protected Data | Protected Data | Commercial | Solar* Rewards | 2013 |  | n/a
Xcel Energy | 85 | 13781 | IOU | SRO29830 | 4 | Solar |  |  | Withdrawn | Stillwater | Protected Data | Protected Data | Protected Data | Residential | Solar* Rewards | 2013 |  | n/a
Xcel Energy | 85 | 13781 | IOU | SRO29832 | 40 | Solar |  |  | Withdrawn | Rockford | Protected Data | Protected Data | Protected Data | Commercial | Solar* Rewards | 2013 |  | n/a
Xcel Energy | 85 | 13781 | IOU | SRO29834 | 40 | Solar |  |  | Withdrawn | Saint Louis Park | Protected Data | Protected Data | Protected Data | Residential | Solar* Rewards | 2013 |  | n/a
Xcel Energy | 85 | 13781 | IOU | SRO29835 | 6 | Solar |  |  | Withdrawn | Mahtomedi | Protected Data | Protected Data | Protected Data | Commercial | Solar* Rewards | 2013 |  | n/a
Xcel Energy | 85 | 13781 | IOU | SRO29836 | 5 | Solar |  |  | Withdrawn | Saint Paul | Protected Data | Protected Data | Protected Data | Residential | Solar* Rewards | 2013 |  | n/a
Xcel Energy | 85 | 13781 | IOU | SRO29838 | 40 | Solar |  |  | Withdrawn | Morgan | Protected Data | Protected Data | Protected Data | Commercial | Solar* Rewards | 2013 |  | n/a
Xcel Energy | 85 | 13781 | IOU | SRO29839 | 6 | Solar |  |  | Withdrawn | Marine On Saint Croix | Protected Data | Protected Data | Protected Data | Residential | Solar* Rewards | 2013 |  | n/a
Xcel Energy | 85 | 13781 | IOU | SRO29840 | 3 | Solar |  |  | Withdrawn | Minneapolis | Protected Data | Protected Data | Protected Data | Residential | Solar* Rewards | 2013 |  | n/a
Xcel Energy | 85 | 13781 | IOU | SRO29841 | 27 | Solar |  |  | Withdrawn | Golden Valley | Protected Data | Protected Data | Protected Data | Commercial | Solar* Rewards | 2013 |  | n/a
Xcel Energy | 85 | 13781 | IOU | SRO29842 | 5 | Solar |  |  | Withdrawn | Minneapolis | Protected Data | Protected Data | Protected Data | Residential | Solar* Rewards | 2013 |  | n/a
Xcel Energy | 85 | 13781 | IOU | SRO29843 | 40 | Solar |  |  | Withdrawn | Becker | Protected Data | Protected Data | Protected Data | Commercial | Solar* Rewards | 2013 |  | n/a
Xcel Energy | 85 | 13781 | IOU | SRO29844 | 40 | Solar |  |  | Withdrawn | Cottage Grove | Protected Data | Protected Data | Protected Data | Commercial | Solar* Rewards | 2013 |  | n/a
Xcel Energy | 85 | 13781 | IOU | SRO29845 | 40 | Solar |  |  | Withdrawn | Greenfield | Protected Data | Protected Data | Protected Data | Commercial | Solar* Rewards | 2013 |  | n/a
Xcel Energy | 85 | 13781 | IOU | SRO29847 | 11 | Solar |  |  | Withdrawn | Woodbury | Protected Data | Protected Data | Protected Data | Commercial | Solar* Rewards | 2013 |  | n/a
Xcel Energy | 85 | 13781 | IOU | SRO29848 | 9 | Solar |  |  | Withdrawn | Monticello | Protected Data | Protected Data | Protected Data | Residential | Solar* Rewards | 2013 |  | n/a
Xcel Energy | 85 | 13781 | IOU | SRO29849 | 3 | Solar |  |  | Withdrawn | Minneapolis | Protected Data | Protected Data | Protected Data | Residential | Solar* Rewards | 2013 |  | n/a
Xcel Energy | 85 | 13781 | IOU | SRO29851 | 39 | Solar |  |  | Withdrawn | Edina | Protected Data | Protected Data | Protected Data | Commercial | Solar* Rewards | 2013 |  | n/a
Xcel Energy | 85 | 13781 | IOU | SRO29853 | 32 | Solar |  |  | Withdrawn | Golden Valley | Protected Data | Protected Data | Protected Data | Commercial | Solar* Rewards | 2013 |  | n/a
Xcel Energy | 85 | 13781 | IOU | SRO29854 | 40 | Solar |  |  | Withdrawn | Franklin | Protected Data | Protected Data | Protected Data | Commercial | Solar* Rewards | 2013 |  | n/a
Xcel Energy | 85 | 13781 | IOU | SRO29855 | 40 | Solar |  |  | Withdrawn | Becker | Protected Data | Protected Data | Protected Data | Commercial | Solar* Rewards | 2013 |  | n/a
Xcel Energy | 85 | 13781 | IOU | SRO29856 | 40 | Solar |  |  | Withdrawn | Cottage Grove | Protected Data | Protected Data | Protected Data | Commercial | Solar* Rewards | 2013 |  | n/a
Xcel Energy | 85 | 13781 | IOU | SRO29857 | 14 | Solar |  |  | Withdrawn | Lake Lillian | Protected Data | Protected Data | Protected Data | Residential | Solar* Rewards | 2013 |  | n/a
Xcel Energy | 85 | 13781 | IOU | SRO29858 | 40 | Solar |  |  | Withdrawn | Mankato | Protected Data | Protected Data | Protected Data | Commercial | Solar* Rewards | 2013 |  | n/a
Xcel Energy | 85 | 13781 | IOU | SRO29860 | 39 | Solar |  |  | Withdrawn | Edina | Protected Data | Protected Data | Protected Data | Commercial | Solar* Rewards | 2013 |  | n/a
Xcel Energy | 85 | 13781 | IOU | SRO29862 | 30 | Solar |  |  | Withdrawn | Cottage Grove | Protected Data | Protected Data | Protected Data | Residential | Solar* Rewards | 2013 |  | n/a
Xcel Energy | 85 | 13781 | IOU | SRO29863 | 12 | Solar |  |  | Withdrawn | Mantorville | Protected Data | Protected Data | Protected Data | Residential | Solar* Rewards | 2013 |  | n/a
Xcel Energy | 85 | 13781 | IOU | SRO29864 | 40 | Solar |  |  | Withdrawn | Hanover | Protected Data | Protected Data | Protected Data | Commercial | Solar* Rewards | 2013 |  | n/a
Xcel Energy | 85 | 13781 | IOU | SRO29865 | 36 | Solar |  |  | Withdrawn | Minneapolis | Protected Data | Protected Data | Protected Data | Commercial | Solar* Rewards | 2013 |  | n/a
Xcel Energy | 85 | 13781 | IOU | SRO29868 | 5 | Solar |  |  | Withdrawn | Minneapolis | Protected Data | Protected Data | Protected Data | Residential | Solar* Rewards | 2013 |  | n/a
Xcel Energy | 85 | 13781 | IOU | SRO29869 | 34 | Solar |  |  | Withdrawn | Golden Valley | Protected Data | Protected Data | Protected Data | Commercial | Solar* Rewards | 2013 |  | n/a
Xcel Energy | 85 | 13781 | IOU | SRO29871 | 6 | Solar |  |  | Withdrawn | Saint Louis Park | Protected Data | Protected Data | Protected Data | Commercial | Solar* Rewards | 2013 |  | n/a
Xcel Energy | 85 | 13781 | IOU | SRO29873 | 40 | Solar |  |  | Withdrawn | Oakdale | Protected Data | Protected Data | Protected Data | Commercial | Solar* Rewards | 2013 |  | n/a
Xcel Energy | 85 | 13781 | IOU | SRO29874 | 37 | Solar |  |  | Withdrawn | Minneapolis | Protected Data | Protected Data | Protected Data | Commercial | Solar* Rewards | 2013 |  | n/a
Xcel Energy | 85 | 13781 | IOU | SRO29875 | 2 | Solar |  |  | Withdrawn | Minneapolis | Protected Data | Protected Data | Protected Data | Residential | Solar* Rewards | 2013 |  | n/a
Xcel Energy | 85 | 13781 | IOU | SRO29876 | 40 | Solar |  |  | Withdrawn | Woodbury | Protected Data | Protected Data | Protected Data | Commercial | Solar* Rewards | 2013 |  | n/a
Xcel Energy | 85 | 13781 | IOU | SRO29879 | 12 | Solar |  |  | Withdrawn | Courtland | Protected Data | Protected Data | Protected Data | Residential | Solar* Rewards | 2013 |  | n/a
Xcel Energy | 85 | 13781 | IOU | SRO29880 | 10 | Solar |  |  | Withdrawn | Wabasha | Protected Data | Protected Data | Protected Data | Residential | Solar* Rewards | 2013 |  | n/a
Xcel Energy | 85 | 13781 | IOU | SRO29881 | 2 | Solar |  |  | Withdrawn | Minneapolis | Protected Data | Protected Data | Protected Data | Residential | Solar* Rewards | 2013 |  | n/a
Xcel Energy | 85 | 13781 | IOU | SRO29882 | 40 | Solar |  |  | Withdrawn | Oakdale | Protected Data | Protected Data | Protected Data | Commercial | Solar* Rewards | 2013 |  | n/a
Xcel Energy | 85 | 13781 | IOU | SRO29883 | 40 | Solar |  |  | Withdrawn | Winona | Protected Data | Protected Data | Protected Data | Residential | Solar* Rewards | 2013 |  | n/a
Xcel Energy | 85 | 13781 | IOU | SRO29884 | 27 | Solar |  |  | Withdrawn | Saint Paul | Protected Data | Protected Data | Protected Data | Commercial | Solar* Rewards | 2013 |  | n/a
Xcel Energy | 85 | 13781 | IOU | SRO29887 | 40 | Solar |  |  | Withdrawn | Watertown | Protected Data | Protected Data | Protected Data | Commercial | Solar* Rewards | 2013 |  | n/a
Xcel Energy | 85 | 13781 | IOU | SRO29888 | 10 | Solar |  |  | Withdrawn | Minneapolis | Protected Data | Protected Data | Protected Data | Commercial | Solar* Rewards | 2013 |  | n/a
Xcel Energy | 85 | 13781 | IOU | SRO29890 | 2 | Solar |  |  | Withdrawn | Minneapolis | Protected Data | Protected Data | Protected Data | Residential | Solar* Rewards | 2013 |  | n/a
Xcel Energy | 85 | 13781 | IOU | SRO29891 | 40 | Solar |  |  | Withdrawn | Watertown | Protected Data | Protected Data | Protected Data | Commercial | Solar* Rewards | 2013 |  | n/a
Xcel Energy | 85 | 13781 | IOU | SRO29892 | 6 | Solar |  |  | Withdrawn | Minnetonka | Protected Data | Protected Data | Protected Data | Residential | Solar* Rewards | 2013 |  | n/a
Xcel Energy | 85 | 13781 | IOU | SRO29893 | 10 | Solar |  |  | Withdrawn | Minneapolis | Protected Data | Protected Data | Protected Data | Commercial | Solar* Rewards | 2013 |  | n/a
Xcel Energy | 85 | 13781 | IOU | SRO29894 | 6 | Solar |  |  | Withdrawn | Buffalo | Protected Data | Protected Data | Protected Data | Residential | Solar* Rewards | 2013 |  | n/a
Xcel Energy | 85 | 13781 | IOU | SRO29895 | 6 | Solar |  |  | Withdrawn | Dundas | Protected Data | Protected Data | Protected Data | Residential | Solar* Rewards | 2013 |  | n/a
Xcel Energy | 85 | 13781 | IOU | SRO29896 | 22 | Solar |  |  | Withdrawn | Minneapolis | Protected Data | Protected Data | Protected Data | Commercial | Solar* Rewards | 2013 |  | n/a
Xcel Energy | 85 | 13781 | IOU | SRO29898 | 40 | Solar |  |  | Withdrawn | Watertown | Protected Data | Protected Data | Protected Data | Commercial | Solar* Rewards | 2013 |  | n/a
Xcel Energy | 85 | 13781 | IOU | SRO29899 | 10 | Solar |  |  | Withdrawn | Minneapolis | Protected Data | Protected Data | Protected Data | Commercial | Solar* Rewards | 2013 |  | n/a
Xcel Energy | 85 | 13781 | IOU | SRO29901 | 15 | Solar |  |  | Withdrawn | Minneapolis | Protected Data | Protected Data | Protected Data | Commercial | Solar* Rewards | 2013 |  | n/a
Xcel Energy | 85 | 13781 | IOU | SRO29902 | 40 | Solar |  |  | Withdrawn | Watertown | Protected Data | Protected Data | Protected Data | Commercial | Solar* Rewards | 2013 |  | n/a
Xcel Energy | 85 | 13781 | IOU | SRO29903 | 5 | Solar |  |  | Withdrawn | Saint Paul | Protected Data | Protected Data | Protected Data | Residential | Solar* Rewards | 2013 |  | n/a
Xcel Energy | 85 | 13781 | IOU | SRO29906 | 5 | Solar |  |  | Withdrawn | Saint Cloud | Protected Data | Protected Data | Protected Data | Residential | Solar* Rewards | 2013 |  | n/a
Xcel Energy | 85 | 13781 | IOU | SRO29907 | 15 | Solar |  |  | Withdrawn | Minneapolis | Protected Data | Protected Data | Protected Data | Commercial | Solar* Rewards | 2013 |  | n/a
Xcel Energy | 85 | 13781 | IOU | SRO29909 | 6 | Solar |  |  | Withdrawn | Roseville | Protected Data | Protected Data | Protected Data | Residential | Solar* Rewards | 2013 |  | n/a
Xcel Energy | 85 | 13781 | IOU | SRO29910 | 35 | Solar |  |  | Withdrawn | Watkins | Protected Data | Protected Data | Protected Data | Commercial | Solar* Rewards | 2013 |  | n/a
Xcel Energy | 85 | 13781 | IOU | SRO29911 | 4 | Solar |  |  | Withdrawn | Freeport | Protected Data | Protected Data | Protected Data | Residential | Solar* Rewards | 2013 |  | n/a
Xcel Energy | 85 | 13781 | IOU | SRO29912 | 4 | Solar |  |  | Withdrawn | Minneapolis | Protected Data | Protected Data | Protected Data | Residential | Solar* Rewards | 2013 |  | n/a
Xcel Energy | 85 | 13781 | IOU | SRO29913 | 20 | Solar |  |  | Withdrawn | Minneapolis | Protected Data | Protected Data | Protected Data | Commercial | Solar* Rewards | 2013 |  | n/a
Xcel Energy | 85 | 13781 | IOU | SRO29915 | 4 | Solar |  |  | Withdrawn | Minneapolis | Protected Data | Protected Data | Protected Data | Residential | Solar* Rewards | 2013 |  | n/a
Xcel Energy | 85 | 13781 | IOU | SRO29917 | 40 | Solar |  |  | Withdrawn | Fairbault | Protected Data | Protected Data | Protected Data | Commercial | Solar* Rewards | 2013 |  | n/a
Xcel Energy | 85 | 13781 | IOU | SRO29918 | 3 | Solar |  |  | Withdrawn | Saint Paul | Protected Data | Protected Data | Protected Data | Residential | Solar* Rewards | 2013 |  | n/a
Xcel Energy | 85 | 13781 | IOU | SRO29919 | 12 | Solar |  |  | Withdrawn | Roseville | Protected Data | Protected Data | Protected Data | Commercial | Solar* Rewards | 2013 |  | n/a
Xcel Energy | 85 | 13781 | IOU | SRO29920 | 40 | Solar |  |  | Withdrawn | Saint Paul | Protected Data | Protected Data | Protected Data | Commercial | Solar* Rewards | 2013 |  | n/a
Xcel Energy | 85 | 13781 | IOU | SRO29921 | 40 | Solar |  |  | Withdrawn | Fairbault | Protected Data | Protected Data | Protected Data | Commercial | Solar* Rewards | 2013 |  | n/a
Xcel Energy | 85 | 13781 | IOU | SRO29922 | 20 | Solar |  |  | Withdrawn | Roseville | Protected Data | Protected Data | Protected Data | Commercial | Solar* Rewards | 2013 |  | n/a
Xcel Energy | 85 | 13781 | IOU | SRO29923 | 2 | Solar |  |  | Withdrawn | Minneapolis | Protected Data | Protected Data | Protected Data | Residential | Solar* Rewards | 2013 |  | n/a
Xcel Energy | 85 | 13781 | IOU | SRO29925 | 40 | Solar |  |  | Withdrawn | Shorewood | Protected Data | Protected Data | Protected Data | Commercial | Solar* Rewards | 2013 |  | n/a
Xcel Energy | 85 | 13781 | IOU | SRO29926 | 20 | Solar |  |  | Withdrawn | Roseville | Protected Data | Protected Data | Protected Data | Commercial | Solar* Rewards | 2013 |  | n/a
Xcel Energy | 85 | 13781 | IOU | SRO29927 | 40 | Solar |  |  | Withdrawn | Fairbault | Protected Data | Protected Data | Protected Data | Commercial | Solar* Rewards | 2013 |  | n/a
Xcel Energy | 85 | 13781 | IOU | SRO29928 | 3 | Solar |  |  | Withdrawn | Minneapolis | Protected Data | Protected Data | Protected Data | Residential | Solar* Rewards | 2013 |  | n/a
Xcel Energy | 85 | 13781 | IOU | SRO29929 | 15 | Solar |  |  | Withdrawn | Roseville | Protected Data | Protected Data | Protected Data | Commercial | Solar* Rewards | 2013 |  | n/a
Xcel Energy | 85 | 13781 | IOU | SRO29930 | 40 | Solar |  |  | Withdrawn | Winona | Protected Data | Protected Data | Protected Data | Commercial | Solar* Rewards | 2013 |  | n/a
Xcel Energy | 85 | 13781 | IOU | SRO29932 | 10 | Solar |  |  | Withdrawn | Minneapolis | Protected Data | Protected Data | Protected Data | Commercial | Solar* Rewards | 2013 |  | n/a
Xcel Energy | 85 | 13781 | IOU | SRO29933 | 40 | Solar |  |  | Withdrawn | Fairbault | Protected Data | Protected Data | Protected Data | Commercial | Solar* Rewards | 2013 |  | n/a
Xcel Energy | 85 | 13781 | IOU | SRO29934 | 21 | Solar |  |  | Withdrawn | Minneapolis | Protected Data | Protected Data | Protected Data | Commercial | Solar* Rewards | 2013 |  | n/a
Xcel Energy | 85 | 13781 | IOU | SRO29935 | 1 | Solar |  |  | Withdrawn | Minneapolis | Protected Data | Protected Data | Protected Data | Residential | Solar* Rewards | 2013 |  | n/a
Xcel Energy | 85 | 13781 | IOU | SRO29936 | 10 | Solar |  |  | Withdrawn | Minneapolis | Protected Data | Protected Data | Protected Data | Commercial | Solar* Rewards | 2013 |  | n/a
Xcel Energy | 85 | 13781 | IOU | SRO29937 | 38 | Solar |  |  | Withdrawn | Fairbault | Protected Data | Protected Data | Protected Data | Commercial | Solar* Rewards | 2013 |  | n/a
Xcel Energy | 85 | 13781 | IOU | SRO29938 | 3 | Solar |  |  | Withdrawn | Minneapolis | Protected Data | Protected Data | Protected Data | Residential | Solar* Rewards | 2013 |  | n/a
Xcel Energy | 85 | 13781 | IOU | SRO29939 | 40 | Solar |  |  | Withdrawn | Saint Paul | Protected Data | Protected Data | Protected Data | Commercial | Solar* Rewards | 2013 |  | n/a
Xcel Energy | 85 | 13781 | IOU | SRO29940 | 36 | Solar |  |  | Withdrawn | Fairbault | Protected Data | Protected Data | Protected Data | Commercial | Solar* Rewards | 2013 |  | n/a
Xcel Energy | 85 | 13781 | IOU | SRO29941 | 3 | Solar |  |  | Withdrawn | Minneapolis | Protected Data | Protected Data | Protected Data | Residential | Solar* Rewards | 2013 |  | n/a
Xcel Energy | 85 | 13781 | IOU | SRO29942 | 40 | Solar |  |  | Withdrawn | Fairbault | Protected Data | Protected Data | Protected Data | Commercial | Solar* Rewards | 2013 |  | n/a
Xcel Energy | 85 | 13781 | IOU | SRO29943 | 4 | Solar |  |  | Withdrawn | Minneapolis | Protected Data | Protected Data | Protected Data | Residential | Solar* Rewards | 2013 |  | n/a
Xcel Energy | 85 | 13781 | IOU | SRO29946 | 31 | Solar |  |  | Withdrawn | Kenyon | Protected Data | Protected Data | Protected Data | Commercial | Solar* Rewards | 2013 |  | n/a
Xcel Energy | 85 | 13781 | IOU | SRO29947 | 2 | Solar |  |  | Withdrawn | Minneapolis | Protected Data | Protected Data | Protected Data | Residential | Solar* Rewards | 2013 |  | n/a
Xcel Energy | 85 | 13781 | IOU | SRO29951 | 4 | Solar |  |  | Withdrawn | Minneapolis | Protected Data | Protected Data | Protected Data | Residential | Solar* Rewards | 2013 |  | n/a
Xcel Energy | 85 | 13781 | IOU | SRO29952 | 3 | Solar |  |  | Withdrawn | Minneapolis | Protected Data | Protected Data | Protected Data | Residential | Solar* Rewards | 2013 |  | n/a
Xcel Energy | 85 | 13781 | IOU | SRO29953 | 0 | Solar |  |  | Withdrawn | Howard Lake | Protected Data | Protected Data | Protected Data | Residential | Solar* Rewards | 2013 |  | n/a
Xcel Energy | 85 | 13781 | IOU | SRO29954 | 14 | Solar |  |  | Withdrawn | Saint Paul | Protected Data | Protected Data | Protected Data | Commercial | Solar* Rewards | 2013 |  | n/a
Xcel Energy | 85 | 13781 | IOU | SRO29956 | 40 | Solar |  |  | Withdrawn | Winona | Protected Data | Protected Data | Protected Data | Commercial | Solar* Rewards | 2013 |  | n/a
Xcel Energy | 85 | 13781 | IOU | SRO29958 | 3 | Solar |  |  | Withdrawn | Minneapolis | Protected Data | Protected Data | Protected Data | Residential | Solar* Rewards | 2013 |  | n/a
Xcel Energy | 85 | 13781 | IOU | SRO29961 | 31 | Solar |  |  | Withdrawn | Kenyon | Protected Data | Protected Data | Protected Data | Commercial | Solar* Rewards | 2013 |  | n/a
Xcel Energy | 85 | 13781 | IOU | SRO29962 | 2 | Solar |  |  | Withdrawn | Minneapolis | Protected Data | Protected Data | Protected Data | Residential | Solar* Rewards | 2013 |  | n/a
Xcel Energy | 85 | 13781 | IOU | SRO29963 | 40 | Solar |  |  | Withdrawn | Winona | Protected Data | Protected Data | Protected Data | Commercial | Solar* Rewards | 2013 |  | n/a
Xcel Energy | 85 | 13781 | IOU | SRO29966 | 40 | Solar |  |  | Withdrawn | Northfield | Protected Data | Protected Data | Protected Data | Residential | Solar* Rewards | 2013 |  | n/a
Xcel Energy | 85 | 13781 | IOU | SRO29967 | 4 | Solar |  |  | Withdrawn | Minneapolis | Protected Data | Protected Data | Protected Data | Residential | Solar* Rewards | 2013 |  | n/a
Xcel Energy | 85 | 13781 | IOU | SRO29968 | 2 | Solar |  |  | Withdrawn | Minneapolis | Protected Data | Protected Data | Protected Data | Residential | Solar* Rewards | 2013 |  | n/a
Xcel Energy | 85 | 13781 | IOU | SRO29969 | 30 | Solar |  |  | Withdrawn | Howard Lake | Protected Data | Protected Data | Protected Data | Commercial | Solar* Rewards | 2013 |  | n/a
Xcel Energy | 85 | 13781 | IOU | SRO29972 | 29 | Solar |  |  | Withdrawn | Elysian | Protected Data | Protected Data | Protected Data | Commercial | Solar* Rewards | 2013 |  | n/a
Xcel Energy | 85 | 13781 | IOU | SRO29973 | 3 | Solar |  |  | Withdrawn | Minneapolis | Protected Data | Protected Data | Protected Data | Residential | Solar* Rewards | 2013 |  | n/a
Xcel Energy | 85 | 13781 | IOU | SRO29974 | 5 | Solar |  |  | Withdrawn | Hastings | Protected Data | Protected Data | Protected Data | Commercial | Solar* Rewards | 2013 |  | n/a
Xcel Energy | 85 | 13781 | IOU | SRO29975 | 2 | Solar |  |  | Withdrawn | New Brighton | Protected Data | Protected Data | Protected Data | Residential | Solar* Rewards | 2013 |  | n/a
Xcel Energy | 85 | 13781 | IOU | SRO29976 | 3 | Solar |  |  | Withdrawn | Saint Paul | Protected Data | Protected Data | Protected Data | Residential | Solar* Rewards | 2013 |  | n/a
Xcel Energy | 85 | 13781 | IOU | SRO29978 | 22 | Solar |  |  | Withdrawn | Pine Island | Protected Data | Protected Data | Protected Data | Residential | Solar* Rewards | 2013 |  | n/a
Xcel Energy | 85 | 13781 | IOU | SRO29980 | 7 | Solar |  |  | Withdrawn | Minneapolis | Protected Data | Protected Data | Protected Data | Residential | Solar* Rewards | 2013 |  | n/a
Xcel Energy | 85 | 13781 | IOU | SRO29981 | 14 | Solar |  |  | Withdrawn | Coon Rapids | Protected Data | Protected Data | Protected Data | Commercial | Solar* Rewards | 2013 |  | n/a
Xcel Energy | 85 | 13781 | IOU | SRO29985 | 13 | Solar |  |  | Withdrawn | Saint Paul | Protected Data | Protected Data | Protected Data | Residential | Solar* Rewards | 2013 |  | n/a
Xcel Energy | 85 | 13781 | IOU | SRO29987 | 3 | Solar |  |  | Withdrawn | Minneapolis | Protected Data | Protected Data | Protected Data | Residential | Solar* Rewards | 2013 |  | n/a
Xcel Energy | 85 | 13781 | IOU | SRO29989 | 3 | Solar |  |  | Withdrawn | Roseville | Protected Data | Protected Data | Protected Data | Residential | Solar* Rewards | 2013 |  | n/a
Xcel Energy | 85 | 13781 | IOU | SRO29990 | 4 | Solar |  |  | Withdrawn | Edina | Protected Data | Protected Data | Protected Data | Residential | Solar* Rewards | 2013 |  | n/a
Xcel Energy | 85 | 13781 | IOU | SRO29991 | 32 | Solar |  |  | Withdrawn | Morristown | Protected Data | Protected Data | Protected Data | Commercial | Solar* Rewards | 2013 |  | n/a
Xcel Energy | 85 | 13781 | IOU | SRO29992 | 40 | Solar |  |  | Withdrawn | Bloomington | Protected Data | Protected Data | Protected Data | Commercial | Solar* Rewards | 2013 |  | n/a
Xcel Energy | 85 | 13781 | IOU | SRO29994 | 40 | Solar |  |  | Withdrawn | Minneapolis | Protected Data | Protected Data | Protected Data | Commercial | Solar* Rewards | 2013 |  | n/a
Xcel Energy | 85 | 13781 | IOU | SRO29996 | 0 | Solar |  |  | Withdrawn |  | Protected Data | Protected Data | Protected Data | Residential | Solar* Rewards | 2013 |  | n/a
Xcel Energy | 85 | 13781 | IOU | SRO29997 | 9 | Solar |  |  | Withdrawn | Woodbury | Protected Data | Protected Data | Protected Data | Residential | Solar* Rewards | 2013 |  | n/a
Xcel Energy | 85 | 13781 | IOU | SRO29998 | 7 | Solar |  |  | Withdrawn | West Concord | Protected Data | Protected Data | Protected Data | Commercial | Solar* Rewards | 2013 |  | n/a
Xcel Energy | 85 | 13781 | IOU | SRO30001 | 10 | Solar |  |  | Withdrawn | Minnetonka | Protected Data | Protected Data | Protected Data | Residential | Solar* Rewards | 2013 |  | n/a
Xcel Energy | 85 | 13781 | IOU | SRO30002 | 14 | Solar |  |  | Withdrawn | West Concord | Protected Data | Protected Data | Protected Data | Commercial | Solar* Rewards | 2013 |  | n/a
Xcel Energy | 85 | 13781 | IOU | SRO30003 | 5 | Solar |  |  | Withdrawn | Owatonna | Protected Data | Protected Data | Protected Data | Residential | Solar* Rewards | 2013 |  | n/a
Xcel Energy | 85 | 13781 | IOU | SRO30006 | 10 | Solar |  |  | Withdrawn | West Concord | Protected Data | Protected Data | Protected Data | Residential | Solar* Rewards | 2013 |  | n/a
Xcel Energy | 85 | 13781 | IOU | SRO30010 | 12 | Solar |  |  | Withdrawn | Kasota | Protected Data | Protected Data | Protected Data | Commercial | Solar* Rewards | 2013 |  | n/a
Xcel Energy | 85 | 13781 | IOU | SRO30012 | 5 | Solar |  |  | Withdrawn | Kasson | Protected Data | Protected Data | Protected Data | Residential | Solar* Rewards | 2013 |  | n/a
Xcel Energy | 85 | 13781 | IOU | SRO30022 | 6 | Solar |  |  | Withdrawn | Saint Cloud | Protected Data | Protected Data | Protected Data | Commercial | Solar* Rewards | 2013 |  | n/a
Xcel Energy | 85 | 13781 | IOU | SRO30024 | 11 | Solar |  |  | Withdrawn | Saint Cloud | Protected Data | Protected Data | Protected Data | Commercial | Solar* Rewards | 2013 |  | n/a
Xcel Energy | 85 | 13781 | IOU | SRO30026 | 19 | Solar |  |  | Withdrawn | Saint Cloud | Protected Data | Protected Data | Protected Data | Commercial | Solar* Rewards | 2013 |  | n/a
Xcel Energy | 85 | 13781 | IOU | SRO30029 | 15 | Solar |  |  | Withdrawn | Saint Cloud | Protected Data | Protected Data | Protected Data | Commercial | Solar* Rewards | 2013 |  | n/a
Xcel Energy | 85 | 13781 | IOU | SRO30030 | 10 | Solar |  |  | Withdrawn | Kasota | Protected Data | Protected Data | Protected Data | Residential | Solar* Rewards | 2013 |  | n/a
Xcel Energy | 85 | 13781 | IOU | SRO30033 | 5 | Solar |  |  | Withdrawn | Howard Lake | Protected Data | Protected Data | Protected Data | Residential | Solar* Rewards | 2013 |  | n/a
Xcel Energy | 85 | 13781 | IOU | SRO30034 | 26 | Solar |  |  | Withdrawn | Saint Cloud | Protected Data | Protected Data | Protected Data | Commercial | Solar* Rewards | 2013 |  | n/a
Xcel Energy | 85 | 13781 | IOU | SRO30035 | 12 | Solar |  |  | Withdrawn | Saint Cloud | Protected Data | Protected Data | Protected Data | Commercial | Solar* Rewards | 2013 |  | n/a
Xcel Energy | 85 | 13781 | IOU | SRO30038 | 7 | Solar |  |  | Withdrawn | Belle Plaine | Protected Data | Protected Data | Protected Data | Residential | Solar* Rewards | 2013 |  | n/a
Xcel Energy | 85 | 13781 | IOU | SRO30039 | 16 | Solar |  |  | Withdrawn | Stillwater | Protected Data | Protected Data | Protected Data | Residential | Solar* Rewards | 2013 |  | n/a
Xcel Energy | 85 | 13781 | IOU | SRO30043 | 12 | Solar |  |  | Withdrawn | Lake City | Protected Data | Protected Data | Protected Data | Residential | Solar* Rewards | 2013 |  | n/a
Xcel Energy | 85 | 13781 | IOU | SRO30087 | 5 | Solar |  |  | Withdrawn | Minneapolis | Protected Data | Protected Data | Protected Data | Residential | Solar* Rewards | 2013 |  | n/a
Xcel Energy | 85 | 13781 | IOU | SRO30104 | 3 | Solar |  |  | Withdrawn | Rockford | Protected Data | Protected Data | Protected Data | Residential | Solar* Rewards | 2013 |  | n/a
Xcel Energy | 85 | 13781 | IOU | SRO30113 | 6 | Solar |  |  | Withdrawn | Northfield | Protected Data | Protected Data | Protected Data | Residential | Solar* Rewards | 2013 |  | n/a
Xcel Energy | 85 | 13781 | IOU | SRO30195 | 5 | Solar |  |  | Withdrawn | Woodbury | Protected Data | Protected Data | Protected Data | Residential | Solar* Rewards | 2013 |  | n/a
Xcel Energy | 85 | 13781 | IOU | SRO30236 | 40 | Solar |  |  | Withdrawn | Minneapolis | Protected Data | Protected Data | Protected Data | Commercial | Solar* Rewards | 2013 |  | n/a
Xcel Energy | 85 | 13781 | IOU | SRO30243 | 40 | Solar |  |  | Withdrawn | Brooklyn Center | Protected Data | Protected Data | Protected Data | Commercial | Solar* Rewards | 2013 |  | n/a
Xcel Energy | 85 | 13781 | IOU | SRO30319 | 3 | Solar |  |  | Withdrawn | Minneapolis | Protected Data | Protected Data | Protected Data | Residential | Solar* Rewards | 2013 |  | n/a
Xcel Energy | 85 | 13781 | IOU | SRO30325 | 3 | Solar |  |  | Withdrawn | Hastings | Protected Data | Protected Data | Protected Data | Residential | Solar* Rewards | 2013 |  | n/a
Xcel Energy | 85 | 13781 | IOU | SRO30364 | 45 | Solar |  |  | Withdrawn | Kasson | Protected Data | Protected Data | Protected Data | Residential | Solar* Rewards | 2013 |  | n/a
Xcel Energy | 85 | 13781 | IOU | SRO30414 | 6 | Solar |  |  | Withdrawn | Saint Paul | Protected Data | Protected Data | Protected Data | Commercial | Solar* Rewards | 2013 |  | n/a
Xcel Energy | 85 | 13781 | IOU | SRO30427 | 8 | Solar |  |  | Withdrawn | Saint Cloud | Protected Data | Protected Data | Protected Data | Residential | Solar* Rewards | 2013 |  | n/a
Xcel Energy | 85 | 13781 | IOU | SRO30433 | 6 | Solar |  |  | Withdrawn | Saint Paul | Protected Data | Protected Data | Protected Data | Commercial | Solar* Rewards | 2013 |  | n/a
Xcel Energy | 85 | 13781 | IOU | SRO30441 | 36 | Solar |  |  | Withdrawn | Clearwater | Protected Data | Protected Data | Protected Data | Commercial | Solar* Rewards | 2013 |  | n/a
Xcel Energy | 85 | 13781 | IOU | SRO30444 | 36 | Solar |  |  | Withdrawn | Saint Cloud | Protected Data | Protected Data | Protected Data | Commercial | Solar* Rewards | 2013 |  | n/a
Xcel Energy | 85 | 13781 | IOU | SRO30445 | 36 | Solar |  |  | Withdrawn | Albertville | Protected Data | Protected Data | Protected Data | Commercial | Solar* Rewards | 2013 |  | n/a
Xcel Energy | 85 | 13781 | IOU | SRO30448 | 4 | Solar |  |  | Withdrawn | Lake Elmo | Protected Data | Protected Data | Protected Data | Residential | Solar* Rewards | 2013 |  | n/a
Xcel Energy | 85 | 13781 | IOU | SRO30550 | 39 | Solar |  |  | Withdrawn | Bloomington | Protected Data | Protected Data | Protected Data | Commercial | Solar* Rewards | 2013 |  | n/a
Xcel Energy | 85 | 13781 | IOU | SRO30551 | 29 | Solar |  |  | Withdrawn | Eden Prairie | Protected Data | Protected Data | Protected Data | Commercial | Solar* Rewards | 2013 |  | n/a
Xcel Energy | 85 | 13781 | IOU | SRO30889 | 40 | Solar |  |  | Withdrawn | Roseville | Protected Data | Protected Data | Protected Data | Commercial | Solar* Rewards | 2013 |  | n/a
Xcel Energy | 85 | 13781 | IOU | SRO30890 | 40 | Solar |  |  | Withdrawn | Roseville | Protected Data | Protected Data | Protected Data | Commercial | Solar* Rewards | 2013 |  | n/a
Xcel Energy | 85 | 13781 | IOU | SRO30972 | 38 | Solar |  |  | Withdrawn | Kasson | Protected Data | Protected Data | Protected Data | Residential | Solar* Rewards | 2013 |  | n/a
Xcel Energy | 85 | 13781 | IOU | SRO30974 | 40 | Solar |  |  | Withdrawn | Faribault | Protected Data | Protected Data | Protected Data | Commercial | Solar* Rewards | 2013 |  | n/a
Xcel Energy | 85 | 13781 | IOU | SRO31019 | 6 | Solar |  |  | Withdrawn | Maplewood | Protected Data | Protected Data | Protected Data | Residential | Solar* Rewards | 2013 |  | n/a
Xcel Energy | 85 | 13781 | IOU | SRO31127 | 0 | Solar |  |  | Withdrawn |  | Protected Data | Protected Data | Protected Data | Residential | Solar* Rewards | 2013 |  | n/a
Xcel Energy | 85 | 13781 | IOU | SRO31169 | 6 | Solar |  |  | Withdrawn | Gaylord | Protected Data | Protected Data | Protected Data | Residential | Solar* Rewards | 2013 |  | n/a
Xcel Energy | 85 | 13781 | IOU | SRO31175 | 4 | Solar |  |  | Withdrawn | Minneapolis | Protected Data | Protected Data | Protected Data | Residential | Solar* Rewards | 2013 |  | n/a
Xcel Energy | 85 | 13781 | IOU | SRO31252 | 2 | Solar |  |  | Withdrawn | Saint Paul | Protected Data | Protected Data | Protected Data | Residential | Solar* Rewards | 2013 |  | n/a
Xcel Energy | 85 | 13781 | IOU | SRO31303 | 5 | Solar |  |  | Withdrawn | Saint Louis Park | Protected Data | Protected Data | Protected Data | Residential | Solar* Rewards | 2013 |  | n/a
Xcel Energy | 85 | 13781 | IOU | SRO31407 | 5 | Solar |  |  | Withdrawn | Saint Paul | Protected Data | Protected Data | Protected Data | Residential | Solar* Rewards | 2013 |  | n/a
Xcel Energy | 85 | 13781 | IOU | SRO31440 | 7 | Solar |  |  | Withdrawn | Saint Paul | Protected Data | Protected Data | Protected Data | Residential | Solar* Rewards | 2013 |  | n/a
Xcel Energy | 85 | 13781 | IOU | SRO31442 | 40 | Solar |  |  | Withdrawn | Minneapolis | Protected Data | Protected Data | Protected Data | Commercial | Solar* Rewards | 2013 |  | n/a
Xcel Energy | 85 | 13781 | IOU | SRO31445 | 40 | Solar |  |  | Withdrawn | Oakdale | Protected Data | Protected Data | Protected Data | Commercial | Solar* Rewards | 2013 |  | n/a
Xcel Energy | 85 | 13781 | IOU | SRO31446 | 40 | Solar |  |  | Withdrawn | Saint Paul | Protected Data | Protected Data | Protected Data | Commercial | Solar* Rewards | 2013 |  | n/a
Xcel Energy | 85 | 13781 | IOU | SRO31449 | 40 | Solar |  |  | Withdrawn | Saint Paul | Protected Data | Protected Data | Protected Data | Commercial | Solar* Rewards | 2013 |  | n/a
Xcel Energy | 85 | 13781 | IOU | SRO31454 | 40 | Solar |  |  | Withdrawn | Saint Paul | Protected Data | Protected Data | Protected Data | Commercial | Solar* Rewards | 2013 |  | n/a
Xcel Energy | 85 | 13781 | IOU | SRO31456 | 40 | Solar |  |  | Withdrawn | Minneapolis | Protected Data | Protected Data | Protected Data | Commercial | Solar* Rewards | 2013 |  | n/a
Xcel Energy | 85 | 13781 | IOU | SRO31474 | 4 | Solar |  |  | Withdrawn | Saint Paul | Protected Data | Protected Data | Protected Data | Residential | Solar* Rewards | 2013 |  | n/a
Xcel Energy | 85 | 13781 | IOU | SRO31523 | 39 | Solar |  |  | Withdrawn | Wyoming | Protected Data | Protected Data | Protected Data | Commercial | Solar* Rewards | 2013 |  | n/a
Xcel Energy | 85 | 13781 | IOU | SRO31551 | 10 | Solar |  |  | Withdrawn | Montrose | Protected Data | Protected Data | Protected Data | Residential | Solar* Rewards | 2013 |  | n/a
Xcel Energy | 85 | 13781 | IOU | SRO31583 | 5 | Solar |  |  | Withdrawn | Eden Prairie | Protected Data | Protected Data | Protected Data | Residential | Solar* Rewards | 2013 |  | n/a
Xcel Energy | 85 | 13781 | IOU | SRO31636 | 2 | Solar |  |  | Withdrawn | New Hope | Protected Data | Protected Data | Protected Data | Residential | Solar* Rewards | 2013 |  | n/a
Xcel Energy | 85 | 13781 | IOU | SRO31648 | 18 | Solar |  |  | Withdrawn | Coon Rapids | Protected Data | Protected Data | Protected Data | Residential | Solar* Rewards | 2013 |  | n/a
Xcel Energy | 85 | 13781 | IOU | SRO31659 | 40 | Solar |  |  | Withdrawn | Saint Paul | Protected Data | Protected Data | Protected Data | Commercial | Solar* Rewards | 2013 |  | n/a
Xcel Energy | 85 | 13781 | IOU | SRO31660 | 40 | Solar |  |  | Withdrawn | Saint Paul | Protected Data | Protected Data | Protected Data | Commercial | Solar* Rewards | 2013 |  | n/a
Xcel Energy | 85 | 13781 | IOU | SRO31661 | 40 | Solar |  |  | Withdrawn | Saint Paul | Protected Data | Protected Data | Protected Data | Commercial | Solar* Rewards | 2013 |  | n/a
Xcel Energy | 85 | 13781 | IOU | SRO31858 | 11 | Solar |  |  | Withdrawn | Saint Paul | Protected Data | Protected Data | Protected Data | Residential | Solar* Rewards | 2013 |  | n/a
Xcel Energy | 85 | 13781 | IOU | SRO31861 | 29 | Solar |  |  | Withdrawn | Pine Island | Protected Data | Protected Data | Protected Data | Residential | Solar* Rewards | 2013 |  | n/a